## Setting (hidden)
ver.1.0.1 | Input Information |  | Units | [6 empty] | Specification |  |  | Static Pressure | Graph name | constant loss factor of Riserpipe |  |  |  | Connection method to Hedder pipe[in] | Nomalization Temperature |  | Pipe Outer Diameter |  |  |  |  | Membrane Resistance
| MD型 | count | 温度 | 圧力 | 流量 | Flux | 長さ | Pressure | to kPa | Standerd | Input | Output | Calculated Value | Flow [m3/hr] |  | Elbow | 急拡 | Total | 1 | 0 | deg.C | 1 | 0.5 |  | 5.2 pipe outer diameter | 5.3 Header pioe outer diameter | 30000000000 | 1/m
| TMR140-050S | 1 | Deg.C | psi | m3/hr | m3/m2/d | mm | kPa | 1 | Custom | 1 | 1 | Fixed Value (Liquid Level) | Normalized TMP at Deg.C,Design Flux [kPa] | TMR(2) | 0.14387 | 0 | 0.14387 | 2 | 0 |  | 2 | 0.75 | outer Diameter [in] | 0 | 0
| TMR140-100S | 2 | Deg.F | mbar | l/min | LMH | in | mbar | 0.1 |  |  |  | Fixed Value (Pressure) | Permeabiliy at Deg.C [m3/m2/d/kPa] | [7 empty] | 3 | 1
| TMR140-200D | 3 |  | kPa | L/sec | gfd*US |  | psi | 6.895 |  |  |  |  | Date | [7 empty] | 4 | 1.25
| TMR140-200W | 4 |  |  | gpm*US | [7 empty] | Calculated Value | Actual TMP [kPa] | [7 empty] | 5 | 1.5
| TMR０90-050S | 5 |  |  | gpm*EU |  |  |  |  | (ⅰ) |  |  | Fixed Value | Actual Flux [m3/m2/d] | [7 empty] | 6 | 2
| TMR090-100S | 6 | [5 empty] | 流量 | to m3/h |  | Input | Output |  | Permeability lower limit [m3/m2/d/kPa] | [7 empty] | 7 | 2.5
| NHP210-300S | 7 | [5 empty] | m3/hr | 1 |  | 1 | 1 |  | ΔP [kPa] | [7 empty] | 8 | 3
| NHP210-600D | 8 | [5 empty] | l/min | 0.06 |  |  |  |  | Temp. [Deg.C] | [7 empty] | 9 | 4
| NHPA | 9 | [5 empty] | L/sec | 3.6 | [12 empty] | 10 | 5
|  | 10 | [5 empty] | gpm*US | 0.22712 | [12 empty] | 11 | 6
|  | 11 | [5 empty] | gpm*EU | 0.27277 | [12 empty] | 12 | 8
|  | 12 | [19 empty] | 13 | 10
|  | 13 | [5 empty] | Flux | to m3/m2d |  | Input | Output | [9 empty] | 14 | 12
|  | 14 | [5 empty] | m3/m2/d | 1 |  | 1 | 1 | [9 empty] | 15 | 14
|  | 15 | [5 empty] | LMH | 0.024
|  | 16 | [5 empty] | gfd*US | 0.040746
17
18
19
20

## MDPressureloss (hidden)
Temp. | Flow | Viscosity | =Normalization!w4 | 1 | 2 | 3 | 4 | 5 | 6 | 7 | 8 | 9 | 10 | 11 | 12 | 13 | 14
Deg.C | m3/h | Pa s | [-] | TMR140-100S | TMR140-200D | NHP210-300S | NHP210-600D | NHPA050-1 | NHPA100-1 | NHPA150-1 | NHPA150-2 | NHPA150-3 | NHPA150-4 | NHPA300-1 | NHPA300-2 | NHPA300-3 | NHPA300-4
0 | 0 | 0.0017919 |  | #DIV/0! | #DIV/0! | #DIV/0! | #DIV/0! | #DIV/0! | #DIV/0! | #DIV/0! | #DIV/0! | #DIV/0! | #DIV/0! | #DIV/0! | #DIV/0! | #DIV/0! | #DIV/0!
0 | 0 | 0 | 0
0 | 0 | 0 | 0
0 |  | 0 |  | #N/A | #N/A | #N/A | #N/A | #N/A | #N/A | #N/A | #N/A | #N/A | #N/A | #N/A | #N/A | #N/A | #N/A
|  |  |  | #N/A | #N/A | #N/A | #N/A | #N/A | #N/A | #N/A | #N/A | #N/A | #N/A | #N/A | #N/A | #N/A | #N/A

## Pressure Loss(Header pite) (hidden)
MD品種 | NHP210-300S |  | 総膜面積 | 0 | m2
MD間距離[m] | 0 |  | 支管径 | 0.01388 | m | P=A*Flow^2
MD台数 | 0 |  | 本管経 | 0.01388 | m | A=B*Temp + C
NHP/NHPAライザー管幅[m] | 0.573 | 10 | 20 | 25 | 30
| MD0 | 10℃ | 20℃ | 25℃ | 30℃ | B
0.2 | 0 | #REF! | #REF! | #REF! | #REF! | #REF!
0.4 | 0 | #REF! | #REF! | #REF! | #REF!
0.6 | 0 | #REF! | #REF! | #REF! | #REF! | C
0.8 | 0 | #REF! | #REF! | #REF! | #REF! | #REF!
1 | 0 | #REF! | #REF! | #REF! | #REF!
|  | #REF! | #REF! | #REF! | #REF!
MDNo, | 流量換算 |  |  | パイプ情報 |  |  | 断面積 |  | 線速度 |  | 計算パラメータ | [12 empty] | MDNo, | 流量換算 |  |  | パイプ情報 |  |  | 断面積 |  | 線速度 |  | 計算パラメータ | [12 empty] | MDNo, | 流量換算 |  |  | パイプ情報 |  |  | 断面積 |  | 線速度 |  | 計算パラメータ | [12 empty] | MDNo, | 流量換算 |  |  | パイプ情報 |  |  | 断面積 |  | 線速度 |  | 計算パラメータ
| 総流速 |  | 総流量 | 支管径 | 本管径 | 本管MD間長さ | 支管 | 本管 | 支管 | 本管 | 温度 | 粘度 | 密度 | Re | λ | 角度 | 流量比 | 接続部比 | 断面積比 | 損失ヘッド |  |  | 圧損 |  | 総流速 |  | 総流量 | 支管径 | 本管径 | 本管MD間長さ | 支管 | 本管 | 支管 | 本管 | 温度 | 粘度 | 密度 | Re | λ | 角度 | 流量比 | 接続部比 | 断面積比 | 損失ヘッド |  |  | 圧損 |  | 総流速 |  | 総流量 | 支管径 | 本管径 | 本管MD間長さ | 支管 | 本管 | 支管 | 本管 | 温度 | 粘度 | 密度 | Re | λ | 角度 | 流量比 | 接続部比 | 断面積比 | 損失ヘッド |  |  | 圧損 |  | 総流速 |  | 総流量 | 支管径 | 本管径 | 本管MD間長さ | 支管 | 本管 | 支管 | 本管 | 温度 | 粘度 | 密度 | Re | λ | 角度 | 流量比 | 接続部比 | 断面積比 | 損失ヘッド |  |  | 圧損
| m3/m2/d | m3/m2/s | m3/s | m | m | m | m2 | m2 | m/s | m/s | Deg.C | Pa s | kg/m3 | - | - | θ | qβ | p | φ | fα | λ*(1/d) | 急拡 | Pa |  | m3/m2/d | m3/m2/s | m3/s | m | m | m | m2 | m2 | m/s | m/s | Deg.C | Pa s | kg/m3 | - | - | θ | qβ | p | φ | fα | λ*(1/d) | 急拡 | Pa |  | m3/m2/d | m3/m2/s | m3/s | m | m | m | m2 | m2 | m/s | m/s | Deg.C | Pa s | kg/m3 | - | - | θ | qβ | p | φ | fα | λ*(1/d) | 急拡 | Pa |  | m3/m2/d | m3/m2/s | m3/s | m | m | m | m2 | m2 | m/s | m/s | Deg.C | Pa s | kg/m3 | - | - | θ | qβ | p | φ | fα | λ*(1/d) | 急拡 | Pa
1 | 0.2 | 2.0833e-06 | 0 | 0.01388 | 0.01388 | 0 | 0.00015131 | 0.00015131 | #DIV/0! | #DIV/0! | 25 | 0.00089021 | 997.047 | #DIV/0! | #DIV/0! | 90 | #DIV/0! | 0.5 | 1 | #DIV/0! | #DIV/0! | 0 | #DIV/0! | 1 | 0.2 | 2.0833e-06 | 0 | 0.01388 | 0.01388 | 0 | 0.00015131 | 0.00015131 | #DIV/0! | #DIV/0! | 10 | 0.0013069 | 999.7027 | #DIV/0! | #DIV/0! | 90 | #DIV/0! | 0.5 | 1 | #DIV/0! | #DIV/0! | 0 | #DIV/0! | 1 | 0.2 | 2.0833e-06 | 0 | 0.01388 | 0.01388 | 0 | 0.00015131 | 0.00015131 | #DIV/0! | #DIV/0! | 20 | 0.001002 | 998.2067 | #DIV/0! | #DIV/0! | 90 | #DIV/0! | 0.5 | 1 | #DIV/0! | #DIV/0! | 0 | #DIV/0! | 1 | 0.2 | 2.0833e-06 | 0 | 0.01388 | 0.01388 | 0 | 0.00015131 | 0.00015131 | #DIV/0! | #DIV/0! | 30 | 0.00079732 | 995.6488 | #DIV/0! | #DIV/0! | 90 | #DIV/0! | 0.5 | 1 | #DIV/0! | #DIV/0! | 0 | #DIV/0!
2 | 0.2 | 2.0833e-06 | 0 | 0.01388 | 0.01388 | 0 | 0.00015131 | 0.00015131 | #DIV/0! | #DIV/0! | 25 | 0.00089021 | 997.047 | #DIV/0! | #DIV/0! | 90 | #DIV/0! | 0.5 | 1 | #DIV/0! | #DIV/0! | 0 | #DIV/0! | 2 | 0.2 | 2.0833e-06 | 0 | 0.01388 | 0.01388 | 0 | 0.00015131 | 0.00015131 | #DIV/0! | #DIV/0! | 10 | 0.0013069 | 999.7027 | #DIV/0! | #DIV/0! | 90 | #DIV/0! | 0.5 | 1 | #DIV/0! | #DIV/0! | 0 | #DIV/0! | 2 | 0.2 | 2.0833e-06 | 0 | 0.01388 | 0.01388 | 0 | 0.00015131 | 0.00015131 | #DIV/0! | #DIV/0! | 20 | 0.001002 | 998.2067 | #DIV/0! | #DIV/0! | 90 | #DIV/0! | 0.5 | 1 | #DIV/0! | #DIV/0! | 0 | #DIV/0! | 2 | 0.2 | 2.0833e-06 | 0 | 0.01388 | 0.01388 | 0 | 0.00015131 | 0.00015131 | #DIV/0! | #DIV/0! | 30 | 0.00079732 | 995.6488 | #DIV/0! | #DIV/0! | 90 | #DIV/0! | 0.5 | 1 | #DIV/0! | #DIV/0! | 0 | #DIV/0!
3 | 0.2 | 2.0833e-06 | 0 | 0.01388 | 0.01388 | 0 | 0.00015131 | 0.00015131 | #DIV/0! | #DIV/0! | 25 | 0.00089021 | 997.047 | #DIV/0! | #DIV/0! | 90 | #DIV/0! | 0.5 | 1 | #DIV/0! | #DIV/0! | 0 | #DIV/0! | 3 | 0.2 | 2.0833e-06 | 0 | 0.01388 | 0.01388 | 0 | 0.00015131 | 0.00015131 | #DIV/0! | #DIV/0! | 10 | 0.0013069 | 999.7027 | #DIV/0! | #DIV/0! | 90 | #DIV/0! | 0.5 | 1 | #DIV/0! | #DIV/0! | 0 | #DIV/0! | 3 | 0.2 | 2.0833e-06 | 0 | 0.01388 | 0.01388 | 0 | 0.00015131 | 0.00015131 | #DIV/0! | #DIV/0! | 20 | 0.001002 | 998.2067 | #DIV/0! | #DIV/0! | 90 | #DIV/0! | 0.5 | 1 | #DIV/0! | #DIV/0! | 0 | #DIV/0! | 3 | 0.2 | 2.0833e-06 | 0 | 0.01388 | 0.01388 | 0 | 0.00015131 | 0.00015131 | #DIV/0! | #DIV/0! | 30 | 0.00079732 | 995.6488 | #DIV/0! | #DIV/0! | 90 | #DIV/0! | 0.5 | 1 | #DIV/0! | #DIV/0! | 0 | #DIV/0!
4 | 0.2 | 2.0833e-06 | 0 | 0.01388 | 0.01388 | 0 | 0.00015131 | 0.00015131 | #DIV/0! | #DIV/0! | 25 | 0.00089021 | 997.047 | #DIV/0! | #DIV/0! | 90 | #DIV/0! | 0.5 | 1 | #DIV/0! | #DIV/0! | 0 | #DIV/0! | 4 | 0.2 | 2.0833e-06 | 0 | 0.01388 | 0.01388 | 0 | 0.00015131 | 0.00015131 | #DIV/0! | #DIV/0! | 10 | 0.0013069 | 999.7027 | #DIV/0! | #DIV/0! | 90 | #DIV/0! | 0.5 | 1 | #DIV/0! | #DIV/0! | 0 | #DIV/0! | 4 | 0.2 | 2.0833e-06 | 0 | 0.01388 | 0.01388 | 0 | 0.00015131 | 0.00015131 | #DIV/0! | #DIV/0! | 20 | 0.001002 | 998.2067 | #DIV/0! | #DIV/0! | 90 | #DIV/0! | 0.5 | 1 | #DIV/0! | #DIV/0! | 0 | #DIV/0! | 4 | 0.2 | 2.0833e-06 | 0 | 0.01388 | 0.01388 | 0 | 0.00015131 | 0.00015131 | #DIV/0! | #DIV/0! | 30 | 0.00079732 | 995.6488 | #DIV/0! | #DIV/0! | 90 | #DIV/0! | 0.5 | 1 | #DIV/0! | #DIV/0! | 0 | #DIV/0!
5 | 0.2 | 2.0833e-06 | 0 | 0.01388 | 0.01388 | 0 | 0.00015131 | 0.00015131 | #DIV/0! | #DIV/0! | 25 | 0.00089021 | 997.047 | #DIV/0! | #DIV/0! | 90 | #DIV/0! | 0.5 | 1 | #DIV/0! | #DIV/0! | 0 | #DIV/0! | 5 | 0.2 | 2.0833e-06 | 0 | 0.01388 | 0.01388 | 0 | 0.00015131 | 0.00015131 | #DIV/0! | #DIV/0! | 10 | 0.0013069 | 999.7027 | #DIV/0! | #DIV/0! | 90 | #DIV/0! | 0.5 | 1 | #DIV/0! | #DIV/0! | 0 | #DIV/0! | 5 | 0.2 | 2.0833e-06 | 0 | 0.01388 | 0.01388 | 0 | 0.00015131 | 0.00015131 | #DIV/0! | #DIV/0! | 20 | 0.001002 | 998.2067 | #DIV/0! | #DIV/0! | 90 | #DIV/0! | 0.5 | 1 | #DIV/0! | #DIV/0! | 0 | #DIV/0! | 5 | 0.2 | 2.0833e-06 | 0 | 0.01388 | 0.01388 | 0 | 0.00015131 | 0.00015131 | #DIV/0! | #DIV/0! | 30 | 0.00079732 | 995.6488 | #DIV/0! | #DIV/0! | 90 | #DIV/0! | 0.5 | 1 | #DIV/0! | #DIV/0! | 0 | #DIV/0!
6 | 0.2 | 2.0833e-06 | 0 | 0.01388 | 0.01388 | 0 | 0.00015131 | 0.00015131 | #DIV/0! | #DIV/0! | 25 | 0.00089021 | 997.047 | #DIV/0! | #DIV/0! | 90 | #DIV/0! | 0.5 | 1 | #DIV/0! | #DIV/0! | 0 | #DIV/0! | 6 | 0.2 | 2.0833e-06 | 0 | 0.01388 | 0.01388 | 0 | 0.00015131 | 0.00015131 | #DIV/0! | #DIV/0! | 10 | 0.0013069 | 999.7027 | #DIV/0! | #DIV/0! | 90 | #DIV/0! | 0.5 | 1 | #DIV/0! | #DIV/0! | 0 | #DIV/0! | 6 | 0.2 | 2.0833e-06 | 0 | 0.01388 | 0.01388 | 0 | 0.00015131 | 0.00015131 | #DIV/0! | #DIV/0! | 20 | 0.001002 | 998.2067 | #DIV/0! | #DIV/0! | 90 | #DIV/0! | 0.5 | 1 | #DIV/0! | #DIV/0! | 0 | #DIV/0! | 6 | 0.2 | 2.0833e-06 | 0 | 0.01388 | 0.01388 | 0 | 0.00015131 | 0.00015131 | #DIV/0! | #DIV/0! | 30 | 0.00079732 | 995.6488 | #DIV/0! | #DIV/0! | 90 | #DIV/0! | 0.5 | 1 | #DIV/0! | #DIV/0! | 0 | #DIV/0!
7 | 0.2 | 2.0833e-06 | 0 | 0.01388 | 0.01388 | 0 | 0.00015131 | 0.00015131 | #DIV/0! | #DIV/0! | 25 | 0.00089021 | 997.047 | #DIV/0! | #DIV/0! | 90 | #DIV/0! | 0.5 | 1 | #DIV/0! | #DIV/0! | 0 | #DIV/0! | 7 | 0.2 | 2.0833e-06 | 0 | 0.01388 | 0.01388 | 0 | 0.00015131 | 0.00015131 | #DIV/0! | #DIV/0! | 10 | 0.0013069 | 999.7027 | #DIV/0! | #DIV/0! | 90 | #DIV/0! | 0.5 | 1 | #DIV/0! | #DIV/0! | 0 | #DIV/0! | 7 | 0.2 | 2.0833e-06 | 0 | 0.01388 | 0.01388 | 0 | 0.00015131 | 0.00015131 | #DIV/0! | #DIV/0! | 20 | 0.001002 | 998.2067 | #DIV/0! | #DIV/0! | 90 | #DIV/0! | 0.5 | 1 | #DIV/0! | #DIV/0! | 0 | #DIV/0! | 7 | 0.2 | 2.0833e-06 | 0 | 0.01388 | 0.01388 | 0 | 0.00015131 | 0.00015131 | #DIV/0! | #DIV/0! | 30 | 0.00079732 | 995.6488 | #DIV/0! | #DIV/0! | 90 | #DIV/0! | 0.5 | 1 | #DIV/0! | #DIV/0! | 0 | #DIV/0!
8 | 0.2 | 2.0833e-06 | 0 | 0.01388 | 0.01388 | 0 | 0.00015131 | 0.00015131 | #DIV/0! | #DIV/0! | 25 | 0.00089021 | 997.047 | #DIV/0! | #DIV/0! | 90 | #DIV/0! | 0.5 | 1 | #DIV/0! | #DIV/0! | 0 | #DIV/0! | 8 | 0.2 | 2.0833e-06 | 0 | 0.01388 | 0.01388 | 0 | 0.00015131 | 0.00015131 | #DIV/0! | #DIV/0! | 10 | 0.0013069 | 999.7027 | #DIV/0! | #DIV/0! | 90 | #DIV/0! | 0.5 | 1 | #DIV/0! | #DIV/0! | 0 | #DIV/0! | 8 | 0.2 | 2.0833e-06 | 0 | 0.01388 | 0.01388 | 0 | 0.00015131 | 0.00015131 | #DIV/0! | #DIV/0! | 20 | 0.001002 | 998.2067 | #DIV/0! | #DIV/0! | 90 | #DIV/0! | 0.5 | 1 | #DIV/0! | #DIV/0! | 0 | #DIV/0! | 8 | 0.2 | 2.0833e-06 | 0 | 0.01388 | 0.01388 | 0 | 0.00015131 | 0.00015131 | #DIV/0! | #DIV/0! | 30 | 0.00079732 | 995.6488 | #DIV/0! | #DIV/0! | 90 | #DIV/0! | 0.5 | 1 | #DIV/0! | #DIV/0! | 0 | #DIV/0!
9 | 0.2 | 2.0833e-06 | 0 | 0.01388 | 0.01388 | 0 | 0.00015131 | 0.00015131 | #DIV/0! | #DIV/0! | 25 | 0.00089021 | 997.047 | #DIV/0! | #DIV/0! | 90 | #DIV/0! | 0.5 | 1 | #DIV/0! | #DIV/0! | 0 | #DIV/0! | 9 | 0.2 | 2.0833e-06 | 0 | 0.01388 | 0.01388 | 0 | 0.00015131 | 0.00015131 | #DIV/0! | #DIV/0! | 10 | 0.0013069 | 999.7027 | #DIV/0! | #DIV/0! | 90 | #DIV/0! | 0.5 | 1 | #DIV/0! | #DIV/0! | 0 | #DIV/0! | 9 | 0.2 | 2.0833e-06 | 0 | 0.01388 | 0.01388 | 0 | 0.00015131 | 0.00015131 | #DIV/0! | #DIV/0! | 20 | 0.001002 | 998.2067 | #DIV/0! | #DIV/0! | 90 | #DIV/0! | 0.5 | 1 | #DIV/0! | #DIV/0! | 0 | #DIV/0! | 9 | 0.2 | 2.0833e-06 | 0 | 0.01388 | 0.01388 | 0 | 0.00015131 | 0.00015131 | #DIV/0! | #DIV/0! | 30 | 0.00079732 | 995.6488 | #DIV/0! | #DIV/0! | 90 | #DIV/0! | 0.5 | 1 | #DIV/0! | #DIV/0! | 0 | #DIV/0!
10 | 0.2 | 2.0833e-06 | 0 | 0.01388 | 0.01388 | 0 | 0.00015131 | 0.00015131 | #DIV/0! | #DIV/0! | 25 | 0.00089021 | 997.047 | #DIV/0! | #DIV/0! | 90 | #DIV/0! | 0.5 | 1 | #DIV/0! | #DIV/0! | 0 | #DIV/0! | 10 | 0.2 | 2.0833e-06 | 0 | 0.01388 | 0.01388 | 0 | 0.00015131 | 0.00015131 | #DIV/0! | #DIV/0! | 10 | 0.0013069 | 999.7027 | #DIV/0! | #DIV/0! | 90 | #DIV/0! | 0.5 | 1 | #DIV/0! | #DIV/0! | 0 | #DIV/0! | 10 | 0.2 | 2.0833e-06 | 0 | 0.01388 | 0.01388 | 0 | 0.00015131 | 0.00015131 | #DIV/0! | #DIV/0! | 20 | 0.001002 | 998.2067 | #DIV/0! | #DIV/0! | 90 | #DIV/0! | 0.5 | 1 | #DIV/0! | #DIV/0! | 0 | #DIV/0! | 10 | 0.2 | 2.0833e-06 | 0 | 0.01388 | 0.01388 | 0 | 0.00015131 | 0.00015131 | #DIV/0! | #DIV/0! | 30 | 0.00079732 | 995.6488 | #DIV/0! | #DIV/0! | 90 | #DIV/0! | 0.5 | 1 | #DIV/0! | #DIV/0! | 0 | #DIV/0!
11 | 0.2 | 2.0833e-06 | 0 | 0.01388 | 0.01388 | 0 | 0.00015131 | 0.00015131 | #DIV/0! | #DIV/0! | 25 | 0.00089021 | 997.047 | #DIV/0! | #DIV/0! | 90 | #DIV/0! | 0.5 | 1 | #DIV/0! | #DIV/0! | 0 | #DIV/0! | 11 | 0.2 | 2.0833e-06 | 0 | 0.01388 | 0.01388 | 0 | 0.00015131 | 0.00015131 | #DIV/0! | #DIV/0! | 10 | 0.0013069 | 999.7027 | #DIV/0! | #DIV/0! | 90 | #DIV/0! | 0.5 | 1 | #DIV/0! | #DIV/0! | 0 | #DIV/0! | 11 | 0.2 | 2.0833e-06 | 0 | 0.01388 | 0.01388 | 0 | 0.00015131 | 0.00015131 | #DIV/0! | #DIV/0! | 20 | 0.001002 | 998.2067 | #DIV/0! | #DIV/0! | 90 | #DIV/0! | 0.5 | 1 | #DIV/0! | #DIV/0! | 0 | #DIV/0! | 11 | 0.2 | 2.0833e-06 | 0 | 0.01388 | 0.01388 | 0 | 0.00015131 | 0.00015131 | #DIV/0! | #DIV/0! | 30 | 0.00079732 | 995.6488 | #DIV/0! | #DIV/0! | 90 | #DIV/0! | 0.5 | 1 | #DIV/0! | #DIV/0! | 0 | #DIV/0!
12 | 0.2 | 2.0833e-06 | 0 | 0.01388 | 0.01388 | 0 | 0.00015131 | 0.00015131 | #DIV/0! | #DIV/0! | 25 | 0.00089021 | 997.047 | #DIV/0! | #DIV/0! | 90 | #DIV/0! | 0.5 | 1 | #DIV/0! | #DIV/0! | 0 | #DIV/0! | 12 | 0.2 | 2.0833e-06 | 0 | 0.01388 | 0.01388 | 0 | 0.00015131 | 0.00015131 | #DIV/0! | #DIV/0! | 10 | 0.0013069 | 999.7027 | #DIV/0! | #DIV/0! | 90 | #DIV/0! | 0.5 | 1 | #DIV/0! | #DIV/0! | 0 | #DIV/0! | 12 | 0.2 | 2.0833e-06 | 0 | 0.01388 | 0.01388 | 0 | 0.00015131 | 0.00015131 | #DIV/0! | #DIV/0! | 20 | 0.001002 | 998.2067 | #DIV/0! | #DIV/0! | 90 | #DIV/0! | 0.5 | 1 | #DIV/0! | #DIV/0! | 0 | #DIV/0! | 12 | 0.2 | 2.0833e-06 | 0 | 0.01388 | 0.01388 | 0 | 0.00015131 | 0.00015131 | #DIV/0! | #DIV/0! | 30 | 0.00079732 | 995.6488 | #DIV/0! | #DIV/0! | 90 | #DIV/0! | 0.5 | 1 | #DIV/0! | #DIV/0! | 0 | #DIV/0!
13 | 0.2 | 2.0833e-06 | 0 | 0.01388 | 0.01388 | 0 | 0.00015131 | 0.00015131 | #DIV/0! | #DIV/0! | 25 | 0.00089021 | 997.047 | #DIV/0! | #DIV/0! | 90 | #DIV/0! | 0.5 | 1 | #DIV/0! | #DIV/0! | 0 | #DIV/0! | 13 | 0.2 | 2.0833e-06 | 0 | 0.01388 | 0.01388 | 0 | 0.00015131 | 0.00015131 | #DIV/0! | #DIV/0! | 10 | 0.0013069 | 999.7027 | #DIV/0! | #DIV/0! | 90 | #DIV/0! | 0.5 | 1 | #DIV/0! | #DIV/0! | 0 | #DIV/0! | 13 | 0.2 | 2.0833e-06 | 0 | 0.01388 | 0.01388 | 0 | 0.00015131 | 0.00015131 | #DIV/0! | #DIV/0! | 20 | 0.001002 | 998.2067 | #DIV/0! | #DIV/0! | 90 | #DIV/0! | 0.5 | 1 | #DIV/0! | #DIV/0! | 0 | #DIV/0! | 13 | 0.2 | 2.0833e-06 | 0 | 0.01388 | 0.01388 | 0 | 0.00015131 | 0.00015131 | #DIV/0! | #DIV/0! | 30 | 0.00079732 | 995.6488 | #DIV/0! | #DIV/0! | 90 | #DIV/0! | 0.5 | 1 | #DIV/0! | #DIV/0! | 0 | #DIV/0!
14 | 0.2 | 2.0833e-06 | 0 | 0.01388 | 0.01388 | 0 | 0.00015131 | 0.00015131 | #DIV/0! | #DIV/0! | 25 | 0.00089021 | 997.047 | #DIV/0! | #DIV/0! | 90 | #DIV/0! | 0.5 | 1 | #DIV/0! | #DIV/0! | 0 | #DIV/0! | 14 | 0.2 | 2.0833e-06 | 0 | 0.01388 | 0.01388 | 0 | 0.00015131 | 0.00015131 | #DIV/0! | #DIV/0! | 10 | 0.0013069 | 999.7027 | #DIV/0! | #DIV/0! | 90 | #DIV/0! | 0.5 | 1 | #DIV/0! | #DIV/0! | 0 | #DIV/0! | 14 | 0.2 | 2.0833e-06 | 0 | 0.01388 | 0.01388 | 0 | 0.00015131 | 0.00015131 | #DIV/0! | #DIV/0! | 20 | 0.001002 | 998.2067 | #DIV/0! | #DIV/0! | 90 | #DIV/0! | 0.5 | 1 | #DIV/0! | #DIV/0! | 0 | #DIV/0! | 14 | 0.2 | 2.0833e-06 | 0 | 0.01388 | 0.01388 | 0 | 0.00015131 | 0.00015131 | #DIV/0! | #DIV/0! | 30 | 0.00079732 | 995.6488 | #DIV/0! | #DIV/0! | 90 | #DIV/0! | 0.5 | 1 | #DIV/0! | #DIV/0! | 0 | #DIV/0!
15 | 0.2 | 2.0833e-06 | 0 | 0.01388 | 0.01388 | 0 | 0.00015131 | 0.00015131 | #DIV/0! | #DIV/0! | 25 | 0.00089021 | 997.047 | #DIV/0! | #DIV/0! | 90 | #DIV/0! | 0.5 | 1 | #DIV/0! | #DIV/0! | 0 | #DIV/0! | 15 | 0.2 | 2.0833e-06 | 0 | 0.01388 | 0.01388 | 0 | 0.00015131 | 0.00015131 | #DIV/0! | #DIV/0! | 10 | 0.0013069 | 999.7027 | #DIV/0! | #DIV/0! | 90 | #DIV/0! | 0.5 | 1 | #DIV/0! | #DIV/0! | 0 | #DIV/0! | 15 | 0.2 | 2.0833e-06 | 0 | 0.01388 | 0.01388 | 0 | 0.00015131 | 0.00015131 | #DIV/0! | #DIV/0! | 20 | 0.001002 | 998.2067 | #DIV/0! | #DIV/0! | 90 | #DIV/0! | 0.5 | 1 | #DIV/0! | #DIV/0! | 0 | #DIV/0! | 15 | 0.2 | 2.0833e-06 | 0 | 0.01388 | 0.01388 | 0 | 0.00015131 | 0.00015131 | #DIV/0! | #DIV/0! | 30 | 0.00079732 | 995.6488 | #DIV/0! | #DIV/0! | 90 | #DIV/0! | 0.5 | 1 | #DIV/0! | #DIV/0! | 0 | #DIV/0!
16 | 0.2 | 2.0833e-06 | 0 | 0.01388 | 0.01388 | 0 | 0.00015131 | 0.00015131 | #DIV/0! | #DIV/0! | 25 | 0.00089021 | 997.047 | #DIV/0! | #DIV/0! | 90 | #DIV/0! | 0.5 | 1 | #DIV/0! | #DIV/0! | 0 | #DIV/0! | 16 | 0.2 | 2.0833e-06 | 0 | 0.01388 | 0.01388 | 0 | 0.00015131 | 0.00015131 | #DIV/0! | #DIV/0! | 10 | 0.0013069 | 999.7027 | #DIV/0! | #DIV/0! | 90 | #DIV/0! | 0.5 | 1 | #DIV/0! | #DIV/0! | 0 | #DIV/0! | 16 | 0.2 | 2.0833e-06 | 0 | 0.01388 | 0.01388 | 0 | 0.00015131 | 0.00015131 | #DIV/0! | #DIV/0! | 20 | 0.001002 | 998.2067 | #DIV/0! | #DIV/0! | 90 | #DIV/0! | 0.5 | 1 | #DIV/0! | #DIV/0! | 0 | #DIV/0! | 16 | 0.2 | 2.0833e-06 | 0 | 0.01388 | 0.01388 | 0 | 0.00015131 | 0.00015131 | #DIV/0! | #DIV/0! | 30 | 0.00079732 | 995.6488 | #DIV/0! | #DIV/0! | 90 | #DIV/0! | 0.5 | 1 | #DIV/0! | #DIV/0! | 0 | #DIV/0!
17 | 0.2 | 2.0833e-06 | 0 | 0.01388 | 0.01388 | 0 | 0.00015131 | 0.00015131 | #DIV/0! | #DIV/0! | 25 | 0.00089021 | 997.047 | #DIV/0! | #DIV/0! | 90 | #DIV/0! | 0.5 | 1 | #DIV/0! | #DIV/0! | 0 | #DIV/0! | 17 | 0.2 | 2.0833e-06 | 0 | 0.01388 | 0.01388 | 0 | 0.00015131 | 0.00015131 | #DIV/0! | #DIV/0! | 10 | 0.0013069 | 999.7027 | #DIV/0! | #DIV/0! | 90 | #DIV/0! | 0.5 | 1 | #DIV/0! | #DIV/0! | 0 | #DIV/0! | 17 | 0.2 | 2.0833e-06 | 0 | 0.01388 | 0.01388 | 0 | 0.00015131 | 0.00015131 | #DIV/0! | #DIV/0! | 20 | 0.001002 | 998.2067 | #DIV/0! | #DIV/0! | 90 | #DIV/0! | 0.5 | 1 | #DIV/0! | #DIV/0! | 0 | #DIV/0! | 17 | 0.2 | 2.0833e-06 | 0 | 0.01388 | 0.01388 | 0 | 0.00015131 | 0.00015131 | #DIV/0! | #DIV/0! | 30 | 0.00079732 | 995.6488 | #DIV/0! | #DIV/0! | 90 | #DIV/0! | 0.5 | 1 | #DIV/0! | #DIV/0! | 0 | #DIV/0!
18 | 0.2 | 2.0833e-06 | 0 | 0.01388 | 0.01388 | 0 | 0.00015131 | 0.00015131 | #DIV/0! | #DIV/0! | 25 | 0.00089021 | 997.047 | #DIV/0! | #DIV/0! | 90 | #DIV/0! | 0.5 | 1 | #DIV/0! | #DIV/0! | 0 | #DIV/0! | 18 | 0.2 | 2.0833e-06 | 0 | 0.01388 | 0.01388 | 0 | 0.00015131 | 0.00015131 | #DIV/0! | #DIV/0! | 10 | 0.0013069 | 999.7027 | #DIV/0! | #DIV/0! | 90 | #DIV/0! | 0.5 | 1 | #DIV/0! | #DIV/0! | 0 | #DIV/0! | 18 | 0.2 | 2.0833e-06 | 0 | 0.01388 | 0.01388 | 0 | 0.00015131 | 0.00015131 | #DIV/0! | #DIV/0! | 20 | 0.001002 | 998.2067 | #DIV/0! | #DIV/0! | 90 | #DIV/0! | 0.5 | 1 | #DIV/0! | #DIV/0! | 0 | #DIV/0! | 18 | 0.2 | 2.0833e-06 | 0 | 0.01388 | 0.01388 | 0 | 0.00015131 | 0.00015131 | #DIV/0! | #DIV/0! | 30 | 0.00079732 | 995.6488 | #DIV/0! | #DIV/0! | 90 | #DIV/0! | 0.5 | 1 | #DIV/0! | #DIV/0! | 0 | #DIV/0!
19 | 0.2 | 2.0833e-06 | 0 | 0.01388 | 0.01388 | 0 | 0.00015131 | 0.00015131 | #DIV/0! | #DIV/0! | 25 | 0.00089021 | 997.047 | #DIV/0! | #DIV/0! | 90 | #DIV/0! | 0.5 | 1 | #DIV/0! | #DIV/0! | 0 | #DIV/0! | 19 | 0.2 | 2.0833e-06 | 0 | 0.01388 | 0.01388 | 0 | 0.00015131 | 0.00015131 | #DIV/0! | #DIV/0! | 10 | 0.0013069 | 999.7027 | #DIV/0! | #DIV/0! | 90 | #DIV/0! | 0.5 | 1 | #DIV/0! | #DIV/0! | 0 | #DIV/0! | 19 | 0.2 | 2.0833e-06 | 0 | 0.01388 | 0.01388 | 0 | 0.00015131 | 0.00015131 | #DIV/0! | #DIV/0! | 20 | 0.001002 | 998.2067 | #DIV/0! | #DIV/0! | 90 | #DIV/0! | 0.5 | 1 | #DIV/0! | #DIV/0! | 0 | #DIV/0! | 19 | 0.2 | 2.0833e-06 | 0 | 0.01388 | 0.01388 | 0 | 0.00015131 | 0.00015131 | #DIV/0! | #DIV/0! | 30 | 0.00079732 | 995.6488 | #DIV/0! | #DIV/0! | 90 | #DIV/0! | 0.5 | 1 | #DIV/0! | #DIV/0! | 0 | #DIV/0!
20 | 0.2 | 2.0833e-06 | 0 | 0.01388 | 0.01388 | 0 | 0.00015131 | 0.00015131 | #DIV/0! | #DIV/0! | 25 | 0.00089021 | 997.047 | #DIV/0! | #DIV/0! | 90 | #DIV/0! | 0.5 | 1 | #DIV/0! | #DIV/0! | 0 | #DIV/0! | 20 | 0.2 | 2.0833e-06 | 0 | 0.01388 | 0.01388 | 0 | 0.00015131 | 0.00015131 | #DIV/0! | #DIV/0! | 10 | 0.0013069 | 999.7027 | #DIV/0! | #DIV/0! | 90 | #DIV/0! | 0.5 | 1 | #DIV/0! | #DIV/0! | 0 | #DIV/0! | 20 | 0.2 | 2.0833e-06 | 0 | 0.01388 | 0.01388 | 0 | 0.00015131 | 0.00015131 | #DIV/0! | #DIV/0! | 20 | 0.001002 | 998.2067 | #DIV/0! | #DIV/0! | 90 | #DIV/0! | 0.5 | 1 | #DIV/0! | #DIV/0! | 0 | #DIV/0! | 20 | 0.2 | 2.0833e-06 | 0 | 0.01388 | 0.01388 | 0 | 0.00015131 | 0.00015131 | #DIV/0! | #DIV/0! | 30 | 0.00079732 | 995.6488 | #DIV/0! | #DIV/0! | 90 | #DIV/0! | 0.5 | 1 | #DIV/0! | #DIV/0! | 0 | #DIV/0!
21 | 0.2 | 2.0833e-06 | 0 | 0.01388 | 0.01388 | 0 | 0.00015131 | 0.00015131 | #DIV/0! | #DIV/0! | 25 | 0.00089021 | 997.047 | #DIV/0! | #DIV/0! | 90 | #DIV/0! | 0.5 | 1 | #DIV/0! | #DIV/0! | 0 | #DIV/0! | 21 | 0.2 | 2.0833e-06 | 0 | 0.01388 | 0.01388 | 0 | 0.00015131 | 0.00015131 | #DIV/0! | #DIV/0! | 10 | 0.0013069 | 999.7027 | #DIV/0! | #DIV/0! | 90 | #DIV/0! | 0.5 | 1 | #DIV/0! | #DIV/0! | 0 | #DIV/0! | 21 | 0.2 | 2.0833e-06 | 0 | 0.01388 | 0.01388 | 0 | 0.00015131 | 0.00015131 | #DIV/0! | #DIV/0! | 20 | 0.001002 | 998.2067 | #DIV/0! | #DIV/0! | 90 | #DIV/0! | 0.5 | 1 | #DIV/0! | #DIV/0! | 0 | #DIV/0! | 21 | 0.2 | 2.0833e-06 | 0 | 0.01388 | 0.01388 | 0 | 0.00015131 | 0.00015131 | #DIV/0! | #DIV/0! | 30 | 0.00079732 | 995.6488 | #DIV/0! | #DIV/0! | 90 | #DIV/0! | 0.5 | 1 | #DIV/0! | #DIV/0! | 0 | #DIV/0!
22 | 0.2 | 2.0833e-06 | 0 | 0.01388 | 0.01388 | 0 | 0.00015131 | 0.00015131 | #DIV/0! | #DIV/0! | 25 | 0.00089021 | 997.047 | #DIV/0! | #DIV/0! | 90 | #DIV/0! | 0.5 | 1 | #DIV/0! | #DIV/0! | 0 | #DIV/0! | 22 | 0.2 | 2.0833e-06 | 0 | 0.01388 | 0.01388 | 0 | 0.00015131 | 0.00015131 | #DIV/0! | #DIV/0! | 10 | 0.0013069 | 999.7027 | #DIV/0! | #DIV/0! | 90 | #DIV/0! | 0.5 | 1 | #DIV/0! | #DIV/0! | 0 | #DIV/0! | 22 | 0.2 | 2.0833e-06 | 0 | 0.01388 | 0.01388 | 0 | 0.00015131 | 0.00015131 | #DIV/0! | #DIV/0! | 20 | 0.001002 | 998.2067 | #DIV/0! | #DIV/0! | 90 | #DIV/0! | 0.5 | 1 | #DIV/0! | #DIV/0! | 0 | #DIV/0! | 22 | 0.2 | 2.0833e-06 | 0 | 0.01388 | 0.01388 | 0 | 0.00015131 | 0.00015131 | #DIV/0! | #DIV/0! | 30 | 0.00079732 | 995.6488 | #DIV/0! | #DIV/0! | 90 | #DIV/0! | 0.5 | 1 | #DIV/0! | #DIV/0! | 0 | #DIV/0!
23 | 0.2 | 2.0833e-06 | 0 | 0.01388 | 0.01388 | 0 | 0.00015131 | 0.00015131 | #DIV/0! | #DIV/0! | 25 | 0.00089021 | 997.047 | #DIV/0! | #DIV/0! | 90 | #DIV/0! | 0.5 | 1 | #DIV/0! | #DIV/0! | 0 | #DIV/0! | 23 | 0.2 | 2.0833e-06 | 0 | 0.01388 | 0.01388 | 0 | 0.00015131 | 0.00015131 | #DIV/0! | #DIV/0! | 10 | 0.0013069 | 999.7027 | #DIV/0! | #DIV/0! | 90 | #DIV/0! | 0.5 | 1 | #DIV/0! | #DIV/0! | 0 | #DIV/0! | 23 | 0.2 | 2.0833e-06 | 0 | 0.01388 | 0.01388 | 0 | 0.00015131 | 0.00015131 | #DIV/0! | #DIV/0! | 20 | 0.001002 | 998.2067 | #DIV/0! | #DIV/0! | 90 | #DIV/0! | 0.5 | 1 | #DIV/0! | #DIV/0! | 0 | #DIV/0! | 23 | 0.2 | 2.0833e-06 | 0 | 0.01388 | 0.01388 | 0 | 0.00015131 | 0.00015131 | #DIV/0! | #DIV/0! | 30 | 0.00079732 | 995.6488 | #DIV/0! | #DIV/0! | 90 | #DIV/0! | 0.5 | 1 | #DIV/0! | #DIV/0! | 0 | #DIV/0!
24 | 0.2 | 2.0833e-06 | 0 | 0.01388 | 0.01388 | 0 | 0.00015131 | 0.00015131 | #DIV/0! | #DIV/0! | 25 | 0.00089021 | 997.047 | #DIV/0! | #DIV/0! | 90 | #DIV/0! | 0.5 | 1 | #DIV/0! | #DIV/0! | 0 | #DIV/0! | 24 | 0.2 | 2.0833e-06 | 0 | 0.01388 | 0.01388 | 0 | 0.00015131 | 0.00015131 | #DIV/0! | #DIV/0! | 10 | 0.0013069 | 999.7027 | #DIV/0! | #DIV/0! | 90 | #DIV/0! | 0.5 | 1 | #DIV/0! | #DIV/0! | 0 | #DIV/0! | 24 | 0.2 | 2.0833e-06 | 0 | 0.01388 | 0.01388 | 0 | 0.00015131 | 0.00015131 | #DIV/0! | #DIV/0! | 20 | 0.001002 | 998.2067 | #DIV/0! | #DIV/0! | 90 | #DIV/0! | 0.5 | 1 | #DIV/0! | #DIV/0! | 0 | #DIV/0! | 24 | 0.2 | 2.0833e-06 | 0 | 0.01388 | 0.01388 | 0 | 0.00015131 | 0.00015131 | #DIV/0! | #DIV/0! | 30 | 0.00079732 | 995.6488 | #DIV/0! | #DIV/0! | 90 | #DIV/0! | 0.5 | 1 | #DIV/0! | #DIV/0! | 0 | #DIV/0!
25 | 0.2 | 2.0833e-06 | 0 | 0.01388 | 0.01388 | 0 | 0.00015131 | 0.00015131 | #DIV/0! | #DIV/0! | 25 | 0.00089021 | 997.047 | #DIV/0! | #DIV/0! | 90 | #DIV/0! | 0.5 | 1 | #DIV/0! | #DIV/0! | 0 | #DIV/0! | 25 | 0.2 | 2.0833e-06 | 0 | 0.01388 | 0.01388 | 0 | 0.00015131 | 0.00015131 | #DIV/0! | #DIV/0! | 10 | 0.0013069 | 999.7027 | #DIV/0! | #DIV/0! | 90 | #DIV/0! | 0.5 | 1 | #DIV/0! | #DIV/0! | 0 | #DIV/0! | 25 | 0.2 | 2.0833e-06 | 0 | 0.01388 | 0.01388 | 0 | 0.00015131 | 0.00015131 | #DIV/0! | #DIV/0! | 20 | 0.001002 | 998.2067 | #DIV/0! | #DIV/0! | 90 | #DIV/0! | 0.5 | 1 | #DIV/0! | #DIV/0! | 0 | #DIV/0! | 25 | 0.2 | 2.0833e-06 | 0 | 0.01388 | 0.01388 | 0 | 0.00015131 | 0.00015131 | #DIV/0! | #DIV/0! | 30 | 0.00079732 | 995.6488 | #DIV/0! | #DIV/0! | 90 | #DIV/0! | 0.5 | 1 | #DIV/0! | #DIV/0! | 0 | #DIV/0!
26 | 0.2 | 2.0833e-06 | 0 | 0.01388 | 0.01388 | 0 | 0.00015131 | 0.00015131 | #DIV/0! | #DIV/0! | 25 | 0.00089021 | 997.047 | #DIV/0! | #DIV/0! | 90 | #DIV/0! | 0.5 | 1 | #DIV/0! | #DIV/0! | 0 | #DIV/0! | 26 | 0.2 | 2.0833e-06 | 0 | 0.01388 | 0.01388 | 0 | 0.00015131 | 0.00015131 | #DIV/0! | #DIV/0! | 10 | 0.0013069 | 999.7027 | #DIV/0! | #DIV/0! | 90 | #DIV/0! | 0.5 | 1 | #DIV/0! | #DIV/0! | 0 | #DIV/0! | 26 | 0.2 | 2.0833e-06 | 0 | 0.01388 | 0.01388 | 0 | 0.00015131 | 0.00015131 | #DIV/0! | #DIV/0! | 20 | 0.001002 | 998.2067 | #DIV/0! | #DIV/0! | 90 | #DIV/0! | 0.5 | 1 | #DIV/0! | #DIV/0! | 0 | #DIV/0! | 26 | 0.2 | 2.0833e-06 | 0 | 0.01388 | 0.01388 | 0 | 0.00015131 | 0.00015131 | #DIV/0! | #DIV/0! | 30 | 0.00079732 | 995.6488 | #DIV/0! | #DIV/0! | 90 | #DIV/0! | 0.5 | 1 | #DIV/0! | #DIV/0! | 0 | #DIV/0!
27 | 0.2 | 2.0833e-06 | 0 | 0.01388 | 0.01388 | 0 | 0.00015131 | 0.00015131 | #DIV/0! | #DIV/0! | 25 | 0.00089021 | 997.047 | #DIV/0! | #DIV/0! | 90 | #DIV/0! | 0.5 | 1 | #DIV/0! | #DIV/0! | 0 | #DIV/0! | 27 | 0.2 | 2.0833e-06 | 0 | 0.01388 | 0.01388 | 0 | 0.00015131 | 0.00015131 | #DIV/0! | #DIV/0! | 10 | 0.0013069 | 999.7027 | #DIV/0! | #DIV/0! | 90 | #DIV/0! | 0.5 | 1 | #DIV/0! | #DIV/0! | 0 | #DIV/0! | 27 | 0.2 | 2.0833e-06 | 0 | 0.01388 | 0.01388 | 0 | 0.00015131 | 0.00015131 | #DIV/0! | #DIV/0! | 20 | 0.001002 | 998.2067 | #DIV/0! | #DIV/0! | 90 | #DIV/0! | 0.5 | 1 | #DIV/0! | #DIV/0! | 0 | #DIV/0! | 27 | 0.2 | 2.0833e-06 | 0 | 0.01388 | 0.01388 | 0 | 0.00015131 | 0.00015131 | #DIV/0! | #DIV/0! | 30 | 0.00079732 | 995.6488 | #DIV/0! | #DIV/0! | 90 | #DIV/0! | 0.5 | 1 | #DIV/0! | #DIV/0! | 0 | #DIV/0!
28 | 0.2 | 2.0833e-06 | 0 | 0.01388 | 0.01388 | 0 | 0.00015131 | 0.00015131 | #DIV/0! | #DIV/0! | 25 | 0.00089021 | 997.047 | #DIV/0! | #DIV/0! | 90 | #DIV/0! | 0.5 | 1 | #DIV/0! | #DIV/0! | 0 | #DIV/0! | 28 | 0.2 | 2.0833e-06 | 0 | 0.01388 | 0.01388 | 0 | 0.00015131 | 0.00015131 | #DIV/0! | #DIV/0! | 10 | 0.0013069 | 999.7027 | #DIV/0! | #DIV/0! | 90 | #DIV/0! | 0.5 | 1 | #DIV/0! | #DIV/0! | 0 | #DIV/0! | 28 | 0.2 | 2.0833e-06 | 0 | 0.01388 | 0.01388 | 0 | 0.00015131 | 0.00015131 | #DIV/0! | #DIV/0! | 20 | 0.001002 | 998.2067 | #DIV/0! | #DIV/0! | 90 | #DIV/0! | 0.5 | 1 | #DIV/0! | #DIV/0! | 0 | #DIV/0! | 28 | 0.2 | 2.0833e-06 | 0 | 0.01388 | 0.01388 | 0 | 0.00015131 | 0.00015131 | #DIV/0! | #DIV/0! | 30 | 0.00079732 | 995.6488 | #DIV/0! | #DIV/0! | 90 | #DIV/0! | 0.5 | 1 | #DIV/0! | #DIV/0! | 0 | #DIV/0!
29 | 0.2 | 2.0833e-06 | 0 | 0.01388 | 0.01388 | 0 | 0.00015131 | 0.00015131 | #DIV/0! | #DIV/0! | 25 | 0.00089021 | 997.047 | #DIV/0! | #DIV/0! | 90 | #DIV/0! | 0.5 | 1 | #DIV/0! | #DIV/0! | 0 | #DIV/0! | 29 | 0.2 | 2.0833e-06 | 0 | 0.01388 | 0.01388 | 0 | 0.00015131 | 0.00015131 | #DIV/0! | #DIV/0! | 10 | 0.0013069 | 999.7027 | #DIV/0! | #DIV/0! | 90 | #DIV/0! | 0.5 | 1 | #DIV/0! | #DIV/0! | 0 | #DIV/0! | 29 | 0.2 | 2.0833e-06 | 0 | 0.01388 | 0.01388 | 0 | 0.00015131 | 0.00015131 | #DIV/0! | #DIV/0! | 20 | 0.001002 | 998.2067 | #DIV/0! | #DIV/0! | 90 | #DIV/0! | 0.5 | 1 | #DIV/0! | #DIV/0! | 0 | #DIV/0! | 29 | 0.2 | 2.0833e-06 | 0 | 0.01388 | 0.01388 | 0 | 0.00015131 | 0.00015131 | #DIV/0! | #DIV/0! | 30 | 0.00079732 | 995.6488 | #DIV/0! | #DIV/0! | 90 | #DIV/0! | 0.5 | 1 | #DIV/0! | #DIV/0! | 0 | #DIV/0!
30 | 0.2 | 2.0833e-06 | 0 | 0.01388 | 0.01388 | 0 | 0.00015131 | 0.00015131 | #DIV/0! | #DIV/0! | 25 | 0.00089021 | 997.047 | #DIV/0! | #DIV/0! | 90 | #DIV/0! | 0.5 | 1 | #DIV/0! | #DIV/0! | 0 | #DIV/0! | 30 | 0.2 | 2.0833e-06 | 0 | 0.01388 | 0.01388 | 0 | 0.00015131 | 0.00015131 | #DIV/0! | #DIV/0! | 10 | 0.0013069 | 999.7027 | #DIV/0! | #DIV/0! | 90 | #DIV/0! | 0.5 | 1 | #DIV/0! | #DIV/0! | 0 | #DIV/0! | 30 | 0.2 | 2.0833e-06 | 0 | 0.01388 | 0.01388 | 0 | 0.00015131 | 0.00015131 | #DIV/0! | #DIV/0! | 20 | 0.001002 | 998.2067 | #DIV/0! | #DIV/0! | 90 | #DIV/0! | 0.5 | 1 | #DIV/0! | #DIV/0! | 0 | #DIV/0! | 30 | 0.2 | 2.0833e-06 | 0 | 0.01388 | 0.01388 | 0 | 0.00015131 | 0.00015131 | #DIV/0! | #DIV/0! | 30 | 0.00079732 | 995.6488 | #DIV/0! | #DIV/0! | 90 | #DIV/0! | 0.5 | 1 | #DIV/0! | #DIV/0! | 0 | #DIV/0!
31 | 0.2 | 2.0833e-06 | 0 | 0.01388 | 0.01388 | 0 | 0.00015131 | 0.00015131 | #DIV/0! | #DIV/0! | 25 | 0.00089021 | 997.047 | #DIV/0! | #DIV/0! | 90 | #DIV/0! | 0.5 | 1 | #DIV/0! | #DIV/0! | 0 | #DIV/0! | 31 | 0.2 | 2.0833e-06 | 0 | 0.01388 | 0.01388 | 0 | 0.00015131 | 0.00015131 | #DIV/0! | #DIV/0! | 10 | 0.0013069 | 999.7027 | #DIV/0! | #DIV/0! | 90 | #DIV/0! | 0.5 | 1 | #DIV/0! | #DIV/0! | 0 | #DIV/0! | 31 | 0.2 | 2.0833e-06 | 0 | 0.01388 | 0.01388 | 0 | 0.00015131 | 0.00015131 | #DIV/0! | #DIV/0! | 20 | 0.001002 | 998.2067 | #DIV/0! | #DIV/0! | 90 | #DIV/0! | 0.5 | 1 | #DIV/0! | #DIV/0! | 0 | #DIV/0! | 31 | 0.2 | 2.0833e-06 | 0 | 0.01388 | 0.01388 | 0 | 0.00015131 | 0.00015131 | #DIV/0! | #DIV/0! | 30 | 0.00079732 | 995.6488 | #DIV/0! | #DIV/0! | 90 | #DIV/0! | 0.5 | 1 | #DIV/0! | #DIV/0! | 0 | #DIV/0!
32 | 0.2 | 2.0833e-06 | 0 | 0.01388 | 0.01388 | 0 | 0.00015131 | 0.00015131 | #DIV/0! | #DIV/0! | 25 | 0.00089021 | 997.047 | #DIV/0! | #DIV/0! | 90 | #DIV/0! | 0.5 | 1 | #DIV/0! | #DIV/0! | 0 | #DIV/0! | 32 | 0.2 | 2.0833e-06 | 0 | 0.01388 | 0.01388 | 0 | 0.00015131 | 0.00015131 | #DIV/0! | #DIV/0! | 10 | 0.0013069 | 999.7027 | #DIV/0! | #DIV/0! | 90 | #DIV/0! | 0.5 | 1 | #DIV/0! | #DIV/0! | 0 | #DIV/0! | 32 | 0.2 | 2.0833e-06 | 0 | 0.01388 | 0.01388 | 0 | 0.00015131 | 0.00015131 | #DIV/0! | #DIV/0! | 20 | 0.001002 | 998.2067 | #DIV/0! | #DIV/0! | 90 | #DIV/0! | 0.5 | 1 | #DIV/0! | #DIV/0! | 0 | #DIV/0! | 32 | 0.2 | 2.0833e-06 | 0 | 0.01388 | 0.01388 | 0 | 0.00015131 | 0.00015131 | #DIV/0! | #DIV/0! | 30 | 0.00079732 | 995.6488 | #DIV/0! | #DIV/0! | 90 | #DIV/0! | 0.5 | 1 | #DIV/0! | #DIV/0! | 0 | #DIV/0!
33 | 0.2 | 2.0833e-06 | 0 | 0.01388 | 0.01388 | 0 | 0.00015131 | 0.00015131 | #DIV/0! | #DIV/0! | 25 | 0.00089021 | 997.047 | #DIV/0! | #DIV/0! | 90 | #DIV/0! | 0.5 | 1 | #DIV/0! | #DIV/0! | 0 | #DIV/0! | 33 | 0.2 | 2.0833e-06 | 0 | 0.01388 | 0.01388 | 0 | 0.00015131 | 0.00015131 | #DIV/0! | #DIV/0! | 10 | 0.0013069 | 999.7027 | #DIV/0! | #DIV/0! | 90 | #DIV/0! | 0.5 | 1 | #DIV/0! | #DIV/0! | 0 | #DIV/0! | 33 | 0.2 | 2.0833e-06 | 0 | 0.01388 | 0.01388 | 0 | 0.00015131 | 0.00015131 | #DIV/0! | #DIV/0! | 20 | 0.001002 | 998.2067 | #DIV/0! | #DIV/0! | 90 | #DIV/0! | 0.5 | 1 | #DIV/0! | #DIV/0! | 0 | #DIV/0! | 33 | 0.2 | 2.0833e-06 | 0 | 0.01388 | 0.01388 | 0 | 0.00015131 | 0.00015131 | #DIV/0! | #DIV/0! | 30 | 0.00079732 | 995.6488 | #DIV/0! | #DIV/0! | 90 | #DIV/0! | 0.5 | 1 | #DIV/0! | #DIV/0! | 0 | #DIV/0!
34 | 0.2 | 2.0833e-06 | 0 | 0.01388 | 0.01388 | 0 | 0.00015131 | 0.00015131 | #DIV/0! | #DIV/0! | 25 | 0.00089021 | 997.047 | #DIV/0! | #DIV/0! | 90 | #DIV/0! | 0.5 | 1 | #DIV/0! | #DIV/0! | 0 | #DIV/0! | 34 | 0.2 | 2.0833e-06 | 0 | 0.01388 | 0.01388 | 0 | 0.00015131 | 0.00015131 | #DIV/0! | #DIV/0! | 10 | 0.0013069 | 999.7027 | #DIV/0! | #DIV/0! | 90 | #DIV/0! | 0.5 | 1 | #DIV/0! | #DIV/0! | 0 | #DIV/0! | 34 | 0.2 | 2.0833e-06 | 0 | 0.01388 | 0.01388 | 0 | 0.00015131 | 0.00015131 | #DIV/0! | #DIV/0! | 20 | 0.001002 | 998.2067 | #DIV/0! | #DIV/0! | 90 | #DIV/0! | 0.5 | 1 | #DIV/0! | #DIV/0! | 0 | #DIV/0! | 34 | 0.2 | 2.0833e-06 | 0 | 0.01388 | 0.01388 | 0 | 0.00015131 | 0.00015131 | #DIV/0! | #DIV/0! | 30 | 0.00079732 | 995.6488 | #DIV/0! | #DIV/0! | 90 | #DIV/0! | 0.5 | 1 | #DIV/0! | #DIV/0! | 0 | #DIV/0!
35 | 0.2 | 2.0833e-06 | 0 | 0.01388 | 0.01388 | 0 | 0.00015131 | 0.00015131 | #DIV/0! | #DIV/0! | 25 | 0.00089021 | 997.047 | #DIV/0! | #DIV/0! | 90 | #DIV/0! | 0.5 | 1 | #DIV/0! | #DIV/0! | 0 | #DIV/0! | 35 | 0.2 | 2.0833e-06 | 0 | 0.01388 | 0.01388 | 0 | 0.00015131 | 0.00015131 | #DIV/0! | #DIV/0! | 10 | 0.0013069 | 999.7027 | #DIV/0! | #DIV/0! | 90 | #DIV/0! | 0.5 | 1 | #DIV/0! | #DIV/0! | 0 | #DIV/0! | 35 | 0.2 | 2.0833e-06 | 0 | 0.01388 | 0.01388 | 0 | 0.00015131 | 0.00015131 | #DIV/0! | #DIV/0! | 20 | 0.001002 | 998.2067 | #DIV/0! | #DIV/0! | 90 | #DIV/0! | 0.5 | 1 | #DIV/0! | #DIV/0! | 0 | #DIV/0! | 35 | 0.2 | 2.0833e-06 | 0 | 0.01388 | 0.01388 | 0 | 0.00015131 | 0.00015131 | #DIV/0! | #DIV/0! | 30 | 0.00079732 | 995.6488 | #DIV/0! | #DIV/0! | 90 | #DIV/0! | 0.5 | 1 | #DIV/0! | #DIV/0! | 0 | #DIV/0!
36 | 0.2 | 2.0833e-06 | 0 | 0.01388 | 0.01388 | 0 | 0.00015131 | 0.00015131 | #DIV/0! | #DIV/0! | 25 | 0.00089021 | 997.047 | #DIV/0! | #DIV/0! | 90 | #DIV/0! | 0.5 | 1 | #DIV/0! | #DIV/0! | 0 | #DIV/0! | 36 | 0.2 | 2.0833e-06 | 0 | 0.01388 | 0.01388 | 0 | 0.00015131 | 0.00015131 | #DIV/0! | #DIV/0! | 10 | 0.0013069 | 999.7027 | #DIV/0! | #DIV/0! | 90 | #DIV/0! | 0.5 | 1 | #DIV/0! | #DIV/0! | 0 | #DIV/0! | 36 | 0.2 | 2.0833e-06 | 0 | 0.01388 | 0.01388 | 0 | 0.00015131 | 0.00015131 | #DIV/0! | #DIV/0! | 20 | 0.001002 | 998.2067 | #DIV/0! | #DIV/0! | 90 | #DIV/0! | 0.5 | 1 | #DIV/0! | #DIV/0! | 0 | #DIV/0! | 36 | 0.2 | 2.0833e-06 | 0 | 0.01388 | 0.01388 | 0 | 0.00015131 | 0.00015131 | #DIV/0! | #DIV/0! | 30 | 0.00079732 | 995.6488 | #DIV/0! | #DIV/0! | 90 | #DIV/0! | 0.5 | 1 | #DIV/0! | #DIV/0! | 0 | #DIV/0!
37 | 0.2 | 2.0833e-06 | 0 | 0.01388 | 0.01388 | 0 | 0.00015131 | 0.00015131 | #DIV/0! | #DIV/0! | 25 | 0.00089021 | 997.047 | #DIV/0! | #DIV/0! | 90 | #DIV/0! | 0.5 | 1 | #DIV/0! | #DIV/0! | 0 | #DIV/0! | 37 | 0.2 | 2.0833e-06 | 0 | 0.01388 | 0.01388 | 0 | 0.00015131 | 0.00015131 | #DIV/0! | #DIV/0! | 10 | 0.0013069 | 999.7027 | #DIV/0! | #DIV/0! | 90 | #DIV/0! | 0.5 | 1 | #DIV/0! | #DIV/0! | 0 | #DIV/0! | 37 | 0.2 | 2.0833e-06 | 0 | 0.01388 | 0.01388 | 0 | 0.00015131 | 0.00015131 | #DIV/0! | #DIV/0! | 20 | 0.001002 | 998.2067 | #DIV/0! | #DIV/0! | 90 | #DIV/0! | 0.5 | 1 | #DIV/0! | #DIV/0! | 0 | #DIV/0! | 37 | 0.2 | 2.0833e-06 | 0 | 0.01388 | 0.01388 | 0 | 0.00015131 | 0.00015131 | #DIV/0! | #DIV/0! | 30 | 0.00079732 | 995.6488 | #DIV/0! | #DIV/0! | 90 | #DIV/0! | 0.5 | 1 | #DIV/0! | #DIV/0! | 0 | #DIV/0!
38 | 0.2 | 2.0833e-06 | 0 | 0.01388 | 0.01388 | 0 | 0.00015131 | 0.00015131 | #DIV/0! | #DIV/0! | 25 | 0.00089021 | 997.047 | #DIV/0! | #DIV/0! | 90 | #DIV/0! | 0.5 | 1 | #DIV/0! | #DIV/0! | 0 | #DIV/0! | 38 | 0.2 | 2.0833e-06 | 0 | 0.01388 | 0.01388 | 0 | 0.00015131 | 0.00015131 | #DIV/0! | #DIV/0! | 10 | 0.0013069 | 999.7027 | #DIV/0! | #DIV/0! | 90 | #DIV/0! | 0.5 | 1 | #DIV/0! | #DIV/0! | 0 | #DIV/0! | 38 | 0.2 | 2.0833e-06 | 0 | 0.01388 | 0.01388 | 0 | 0.00015131 | 0.00015131 | #DIV/0! | #DIV/0! | 20 | 0.001002 | 998.2067 | #DIV/0! | #DIV/0! | 90 | #DIV/0! | 0.5 | 1 | #DIV/0! | #DIV/0! | 0 | #DIV/0! | 38 | 0.2 | 2.0833e-06 | 0 | 0.01388 | 0.01388 | 0 | 0.00015131 | 0.00015131 | #DIV/0! | #DIV/0! | 30 | 0.00079732 | 995.6488 | #DIV/0! | #DIV/0! | 90 | #DIV/0! | 0.5 | 1 | #DIV/0! | #DIV/0! | 0 | #DIV/0!
39 | 0.2 | 2.0833e-06 | 0 | 0.01388 | 0.01388 | 0 | 0.00015131 | 0.00015131 | #DIV/0! | #DIV/0! | 25 | 0.00089021 | 997.047 | #DIV/0! | #DIV/0! | 90 | #DIV/0! | 0.5 | 1 | #DIV/0! | #DIV/0! | 0 | #DIV/0! | 39 | 0.2 | 2.0833e-06 | 0 | 0.01388 | 0.01388 | 0 | 0.00015131 | 0.00015131 | #DIV/0! | #DIV/0! | 10 | 0.0013069 | 999.7027 | #DIV/0! | #DIV/0! | 90 | #DIV/0! | 0.5 | 1 | #DIV/0! | #DIV/0! | 0 | #DIV/0! | 39 | 0.2 | 2.0833e-06 | 0 | 0.01388 | 0.01388 | 0 | 0.00015131 | 0.00015131 | #DIV/0! | #DIV/0! | 20 | 0.001002 | 998.2067 | #DIV/0! | #DIV/0! | 90 | #DIV/0! | 0.5 | 1 | #DIV/0! | #DIV/0! | 0 | #DIV/0! | 39 | 0.2 | 2.0833e-06 | 0 | 0.01388 | 0.01388 | 0 | 0.00015131 | 0.00015131 | #DIV/0! | #DIV/0! | 30 | 0.00079732 | 995.6488 | #DIV/0! | #DIV/0! | 90 | #DIV/0! | 0.5 | 1 | #DIV/0! | #DIV/0! | 0 | #DIV/0!
40 | 0.2 | 2.0833e-06 | 0 | 0.01388 | 0.01388 | 0 | 0.00015131 | 0.00015131 | #DIV/0! | #DIV/0! | 25 | 0.00089021 | 997.047 | #DIV/0! | #DIV/0! | 90 | #DIV/0! | 0.5 | 1 | #DIV/0! | #DIV/0! | 0 | #DIV/0! | 40 | 0.2 | 2.0833e-06 | 0 | 0.01388 | 0.01388 | 0 | 0.00015131 | 0.00015131 | #DIV/0! | #DIV/0! | 10 | 0.0013069 | 999.7027 | #DIV/0! | #DIV/0! | 90 | #DIV/0! | 0.5 | 1 | #DIV/0! | #DIV/0! | 0 | #DIV/0! | 40 | 0.2 | 2.0833e-06 | 0 | 0.01388 | 0.01388 | 0 | 0.00015131 | 0.00015131 | #DIV/0! | #DIV/0! | 20 | 0.001002 | 998.2067 | #DIV/0! | #DIV/0! | 90 | #DIV/0! | 0.5 | 1 | #DIV/0! | #DIV/0! | 0 | #DIV/0! | 40 | 0.2 | 2.0833e-06 | 0 | 0.01388 | 0.01388 | 0 | 0.00015131 | 0.00015131 | #DIV/0! | #DIV/0! | 30 | 0.00079732 | 995.6488 | #DIV/0! | #DIV/0! | 90 | #DIV/0! | 0.5 | 1 | #DIV/0! | #DIV/0! | 0 | #DIV/0!
41 | 0.2 | 2.0833e-06 | 0 | 0.01388 | 0.01388 | 0 | 0.00015131 | 0.00015131 | #DIV/0! | #DIV/0! | 25 | 0.00089021 | 997.047 | #DIV/0! | #DIV/0! | 90 | #DIV/0! | 0.5 | 1 | #DIV/0! | #DIV/0! | 0 | #DIV/0! | 41 | 0.2 | 2.0833e-06 | 0 | 0.01388 | 0.01388 | 0 | 0.00015131 | 0.00015131 | #DIV/0! | #DIV/0! | 10 | 0.0013069 | 999.7027 | #DIV/0! | #DIV/0! | 90 | #DIV/0! | 0.5 | 1 | #DIV/0! | #DIV/0! | 0 | #DIV/0! | 41 | 0.2 | 2.0833e-06 | 0 | 0.01388 | 0.01388 | 0 | 0.00015131 | 0.00015131 | #DIV/0! | #DIV/0! | 20 | 0.001002 | 998.2067 | #DIV/0! | #DIV/0! | 90 | #DIV/0! | 0.5 | 1 | #DIV/0! | #DIV/0! | 0 | #DIV/0! | 41 | 0.2 | 2.0833e-06 | 0 | 0.01388 | 0.01388 | 0 | 0.00015131 | 0.00015131 | #DIV/0! | #DIV/0! | 30 | 0.00079732 | 995.6488 | #DIV/0! | #DIV/0! | 90 | #DIV/0! | 0.5 | 1 | #DIV/0! | #DIV/0! | 0 | #DIV/0!
42 | 0.2 | 2.0833e-06 | 0 | 0.01388 | 0.01388 | 0 | 0.00015131 | 0.00015131 | #DIV/0! | #DIV/0! | 25 | 0.00089021 | 997.047 | #DIV/0! | #DIV/0! | 90 | #DIV/0! | 0.5 | 1 | #DIV/0! | #DIV/0! | 0 | #DIV/0! | 42 | 0.2 | 2.0833e-06 | 0 | 0.01388 | 0.01388 | 0 | 0.00015131 | 0.00015131 | #DIV/0! | #DIV/0! | 10 | 0.0013069 | 999.7027 | #DIV/0! | #DIV/0! | 90 | #DIV/0! | 0.5 | 1 | #DIV/0! | #DIV/0! | 0 | #DIV/0! | 42 | 0.2 | 2.0833e-06 | 0 | 0.01388 | 0.01388 | 0 | 0.00015131 | 0.00015131 | #DIV/0! | #DIV/0! | 20 | 0.001002 | 998.2067 | #DIV/0! | #DIV/0! | 90 | #DIV/0! | 0.5 | 1 | #DIV/0! | #DIV/0! | 0 | #DIV/0! | 42 | 0.2 | 2.0833e-06 | 0 | 0.01388 | 0.01388 | 0 | 0.00015131 | 0.00015131 | #DIV/0! | #DIV/0! | 30 | 0.00079732 | 995.6488 | #DIV/0! | #DIV/0! | 90 | #DIV/0! | 0.5 | 1 | #DIV/0! | #DIV/0! | 0 | #DIV/0!
43 | 0.2 | 2.0833e-06 | 0 | 0.01388 | 0.01388 | 0 | 0.00015131 | 0.00015131 | #DIV/0! | #DIV/0! | 25 | 0.00089021 | 997.047 | #DIV/0! | #DIV/0! | 90 | #DIV/0! | 0.5 | 1 | #DIV/0! | #DIV/0! | 0 | #DIV/0! | 43 | 0.2 | 2.0833e-06 | 0 | 0.01388 | 0.01388 | 0 | 0.00015131 | 0.00015131 | #DIV/0! | #DIV/0! | 10 | 0.0013069 | 999.7027 | #DIV/0! | #DIV/0! | 90 | #DIV/0! | 0.5 | 1 | #DIV/0! | #DIV/0! | 0 | #DIV/0! | 43 | 0.2 | 2.0833e-06 | 0 | 0.01388 | 0.01388 | 0 | 0.00015131 | 0.00015131 | #DIV/0! | #DIV/0! | 20 | 0.001002 | 998.2067 | #DIV/0! | #DIV/0! | 90 | #DIV/0! | 0.5 | 1 | #DIV/0! | #DIV/0! | 0 | #DIV/0! | 43 | 0.2 | 2.0833e-06 | 0 | 0.01388 | 0.01388 | 0 | 0.00015131 | 0.00015131 | #DIV/0! | #DIV/0! | 30 | 0.00079732 | 995.6488 | #DIV/0! | #DIV/0! | 90 | #DIV/0! | 0.5 | 1 | #DIV/0! | #DIV/0! | 0 | #DIV/0!
44 | 0.2 | 2.0833e-06 | 0 | 0.01388 | 0.01388 | 0 | 0.00015131 | 0.00015131 | #DIV/0! | #DIV/0! | 25 | 0.00089021 | 997.047 | #DIV/0! | #DIV/0! | 90 | #DIV/0! | 0.5 | 1 | #DIV/0! | #DIV/0! | 0 | #DIV/0! | 44 | 0.2 | 2.0833e-06 | 0 | 0.01388 | 0.01388 | 0 | 0.00015131 | 0.00015131 | #DIV/0! | #DIV/0! | 10 | 0.0013069 | 999.7027 | #DIV/0! | #DIV/0! | 90 | #DIV/0! | 0.5 | 1 | #DIV/0! | #DIV/0! | 0 | #DIV/0! | 44 | 0.2 | 2.0833e-06 | 0 | 0.01388 | 0.01388 | 0 | 0.00015131 | 0.00015131 | #DIV/0! | #DIV/0! | 20 | 0.001002 | 998.2067 | #DIV/0! | #DIV/0! | 90 | #DIV/0! | 0.5 | 1 | #DIV/0! | #DIV/0! | 0 | #DIV/0! | 44 | 0.2 | 2.0833e-06 | 0 | 0.01388 | 0.01388 | 0 | 0.00015131 | 0.00015131 | #DIV/0! | #DIV/0! | 30 | 0.00079732 | 995.6488 | #DIV/0! | #DIV/0! | 90 | #DIV/0! | 0.5 | 1 | #DIV/0! | #DIV/0! | 0 | #DIV/0!
45 | 0.2 | 2.0833e-06 | 0 | 0.01388 | 0.01388 | 0 | 0.00015131 | 0.00015131 | #DIV/0! | #DIV/0! | 25 | 0.00089021 | 997.047 | #DIV/0! | #DIV/0! | 90 | #DIV/0! | 0.5 | 1 | #DIV/0! | #DIV/0! | 0 | #DIV/0! | 45 | 0.2 | 2.0833e-06 | 0 | 0.01388 | 0.01388 | 0 | 0.00015131 | 0.00015131 | #DIV/0! | #DIV/0! | 10 | 0.0013069 | 999.7027 | #DIV/0! | #DIV/0! | 90 | #DIV/0! | 0.5 | 1 | #DIV/0! | #DIV/0! | 0 | #DIV/0! | 45 | 0.2 | 2.0833e-06 | 0 | 0.01388 | 0.01388 | 0 | 0.00015131 | 0.00015131 | #DIV/0! | #DIV/0! | 20 | 0.001002 | 998.2067 | #DIV/0! | #DIV/0! | 90 | #DIV/0! | 0.5 | 1 | #DIV/0! | #DIV/0! | 0 | #DIV/0! | 45 | 0.2 | 2.0833e-06 | 0 | 0.01388 | 0.01388 | 0 | 0.00015131 | 0.00015131 | #DIV/0! | #DIV/0! | 30 | 0.00079732 | 995.6488 | #DIV/0! | #DIV/0! | 90 | #DIV/0! | 0.5 | 1 | #DIV/0! | #DIV/0! | 0 | #DIV/0!
46 | 0.2 | 2.0833e-06 | 0 | 0.01388 | 0.01388 | 0 | 0.00015131 | 0.00015131 | #DIV/0! | #DIV/0! | 25 | 0.00089021 | 997.047 | #DIV/0! | #DIV/0! | 90 | #DIV/0! | 0.5 | 1 | #DIV/0! | #DIV/0! | 0 | #DIV/0! | 46 | 0.2 | 2.0833e-06 | 0 | 0.01388 | 0.01388 | 0 | 0.00015131 | 0.00015131 | #DIV/0! | #DIV/0! | 10 | 0.0013069 | 999.7027 | #DIV/0! | #DIV/0! | 90 | #DIV/0! | 0.5 | 1 | #DIV/0! | #DIV/0! | 0 | #DIV/0! | 46 | 0.2 | 2.0833e-06 | 0 | 0.01388 | 0.01388 | 0 | 0.00015131 | 0.00015131 | #DIV/0! | #DIV/0! | 20 | 0.001002 | 998.2067 | #DIV/0! | #DIV/0! | 90 | #DIV/0! | 0.5 | 1 | #DIV/0! | #DIV/0! | 0 | #DIV/0! | 46 | 0.2 | 2.0833e-06 | 0 | 0.01388 | 0.01388 | 0 | 0.00015131 | 0.00015131 | #DIV/0! | #DIV/0! | 30 | 0.00079732 | 995.6488 | #DIV/0! | #DIV/0! | 90 | #DIV/0! | 0.5 | 1 | #DIV/0! | #DIV/0! | 0 | #DIV/0!
47 | 0.2 | 2.0833e-06 | 0 | 0.01388 | 0.01388 | 0 | 0.00015131 | 0.00015131 | #DIV/0! | #DIV/0! | 25 | 0.00089021 | 997.047 | #DIV/0! | #DIV/0! | 90 | #DIV/0! | 0.5 | 1 | #DIV/0! | #DIV/0! | 0 | #DIV/0! | 47 | 0.2 | 2.0833e-06 | 0 | 0.01388 | 0.01388 | 0 | 0.00015131 | 0.00015131 | #DIV/0! | #DIV/0! | 10 | 0.0013069 | 999.7027 | #DIV/0! | #DIV/0! | 90 | #DIV/0! | 0.5 | 1 | #DIV/0! | #DIV/0! | 0 | #DIV/0! | 47 | 0.2 | 2.0833e-06 | 0 | 0.01388 | 0.01388 | 0 | 0.00015131 | 0.00015131 | #DIV/0! | #DIV/0! | 20 | 0.001002 | 998.2067 | #DIV/0! | #DIV/0! | 90 | #DIV/0! | 0.5 | 1 | #DIV/0! | #DIV/0! | 0 | #DIV/0! | 47 | 0.2 | 2.0833e-06 | 0 | 0.01388 | 0.01388 | 0 | 0.00015131 | 0.00015131 | #DIV/0! | #DIV/0! | 30 | 0.00079732 | 995.6488 | #DIV/0! | #DIV/0! | 90 | #DIV/0! | 0.5 | 1 | #DIV/0! | #DIV/0! | 0 | #DIV/0!
48 | 0.2 | 2.0833e-06 | 0 | 0.01388 | 0.01388 | 0 | 0.00015131 | 0.00015131 | #DIV/0! | #DIV/0! | 25 | 0.00089021 | 997.047 | #DIV/0! | #DIV/0! | 90 | #DIV/0! | 0.5 | 1 | #DIV/0! | #DIV/0! | 0 | #DIV/0! | 48 | 0.2 | 2.0833e-06 | 0 | 0.01388 | 0.01388 | 0 | 0.00015131 | 0.00015131 | #DIV/0! | #DIV/0! | 10 | 0.0013069 | 999.7027 | #DIV/0! | #DIV/0! | 90 | #DIV/0! | 0.5 | 1 | #DIV/0! | #DIV/0! | 0 | #DIV/0! | 48 | 0.2 | 2.0833e-06 | 0 | 0.01388 | 0.01388 | 0 | 0.00015131 | 0.00015131 | #DIV/0! | #DIV/0! | 20 | 0.001002 | 998.2067 | #DIV/0! | #DIV/0! | 90 | #DIV/0! | 0.5 | 1 | #DIV/0! | #DIV/0! | 0 | #DIV/0! | 48 | 0.2 | 2.0833e-06 | 0 | 0.01388 | 0.01388 | 0 | 0.00015131 | 0.00015131 | #DIV/0! | #DIV/0! | 30 | 0.00079732 | 995.6488 | #DIV/0! | #DIV/0! | 90 | #DIV/0! | 0.5 | 1 | #DIV/0! | #DIV/0! | 0 | #DIV/0!
49 | 0.2 | 2.0833e-06 | 0 | 0.01388 | 0.01388 | 0 | 0.00015131 | 0.00015131 | #DIV/0! | #DIV/0! | 25 | 0.00089021 | 997.047 | #DIV/0! | #DIV/0! | 90 | #DIV/0! | 0.5 | 1 | #DIV/0! | #DIV/0! | 0 | #DIV/0! | 49 | 0.2 | 2.0833e-06 | 0 | 0.01388 | 0.01388 | 0 | 0.00015131 | 0.00015131 | #DIV/0! | #DIV/0! | 10 | 0.0013069 | 999.7027 | #DIV/0! | #DIV/0! | 90 | #DIV/0! | 0.5 | 1 | #DIV/0! | #DIV/0! | 0 | #DIV/0! | 49 | 0.2 | 2.0833e-06 | 0 | 0.01388 | 0.01388 | 0 | 0.00015131 | 0.00015131 | #DIV/0! | #DIV/0! | 20 | 0.001002 | 998.2067 | #DIV/0! | #DIV/0! | 90 | #DIV/0! | 0.5 | 1 | #DIV/0! | #DIV/0! | 0 | #DIV/0! | 49 | 0.2 | 2.0833e-06 | 0 | 0.01388 | 0.01388 | 0 | 0.00015131 | 0.00015131 | #DIV/0! | #DIV/0! | 30 | 0.00079732 | 995.6488 | #DIV/0! | #DIV/0! | 90 | #DIV/0! | 0.5 | 1 | #DIV/0! | #DIV/0! | 0 | #DIV/0!
50 | 0.2 | 2.0833e-06 | 0 | 0.01388 | 0.01388 | 0 | 0.00015131 | 0.00015131 | #DIV/0! | #DIV/0! | 25 | 0.00089021 | 997.047 | #DIV/0! | #DIV/0! | 90 | #DIV/0! | 0.5 | 1 | #DIV/0! | #DIV/0! | 0 | #DIV/0! | 50 | 0.2 | 2.0833e-06 | 0 | 0.01388 | 0.01388 | 0 | 0.00015131 | 0.00015131 | #DIV/0! | #DIV/0! | 10 | 0.0013069 | 999.7027 | #DIV/0! | #DIV/0! | 90 | #DIV/0! | 0.5 | 1 | #DIV/0! | #DIV/0! | 0 | #DIV/0! | 50 | 0.2 | 2.0833e-06 | 0 | 0.01388 | 0.01388 | 0 | 0.00015131 | 0.00015131 | #DIV/0! | #DIV/0! | 20 | 0.001002 | 998.2067 | #DIV/0! | #DIV/0! | 90 | #DIV/0! | 0.5 | 1 | #DIV/0! | #DIV/0! | 0 | #DIV/0! | 50 | 0.2 | 2.0833e-06 | 0 | 0.01388 | 0.01388 | 0 | 0.00015131 | 0.00015131 | #DIV/0! | #DIV/0! | 30 | 0.00079732 | 995.6488 | #DIV/0! | #DIV/0! | 90 | #DIV/0! | 0.5 | 1 | #DIV/0! | #DIV/0! | 0 | #DIV/0!
51 | 0.2 | 2.0833e-06 | 0 | 0.01388 | 0.01388 | 0 | 0.00015131 | 0.00015131 | #DIV/0! | #DIV/0! | 25 | 0.00089021 | 997.047 | #DIV/0! | #DIV/0! | 90 | #DIV/0! | 0.5 | 1 | #DIV/0! | #DIV/0! | 0 | #DIV/0! | 51 | 0.2 | 2.0833e-06 | 0 | 0.01388 | 0.01388 | 0 | 0.00015131 | 0.00015131 | #DIV/0! | #DIV/0! | 10 | 0.0013069 | 999.7027 | #DIV/0! | #DIV/0! | 90 | #DIV/0! | 0.5 | 1 | #DIV/0! | #DIV/0! | 0 | #DIV/0! | 51 | 0.2 | 2.0833e-06 | 0 | 0.01388 | 0.01388 | 0 | 0.00015131 | 0.00015131 | #DIV/0! | #DIV/0! | 20 | 0.001002 | 998.2067 | #DIV/0! | #DIV/0! | 90 | #DIV/0! | 0.5 | 1 | #DIV/0! | #DIV/0! | 0 | #DIV/0! | 51 | 0.2 | 2.0833e-06 | 0 | 0.01388 | 0.01388 | 0 | 0.00015131 | 0.00015131 | #DIV/0! | #DIV/0! | 30 | 0.00079732 | 995.6488 | #DIV/0! | #DIV/0! | 90 | #DIV/0! | 0.5 | 1 | #DIV/0! | #DIV/0! | 0 | #DIV/0!
52 | 0.2 | 2.0833e-06 | 0 | 0.01388 | 0.01388 | 0 | 0.00015131 | 0.00015131 | #DIV/0! | #DIV/0! | 25 | 0.00089021 | 997.047 | #DIV/0! | #DIV/0! | 90 | #DIV/0! | 0.5 | 1 | #DIV/0! | #DIV/0! | 0 | #DIV/0! | 52 | 0.2 | 2.0833e-06 | 0 | 0.01388 | 0.01388 | 0 | 0.00015131 | 0.00015131 | #DIV/0! | #DIV/0! | 10 | 0.0013069 | 999.7027 | #DIV/0! | #DIV/0! | 90 | #DIV/0! | 0.5 | 1 | #DIV/0! | #DIV/0! | 0 | #DIV/0! | 52 | 0.2 | 2.0833e-06 | 0 | 0.01388 | 0.01388 | 0 | 0.00015131 | 0.00015131 | #DIV/0! | #DIV/0! | 20 | 0.001002 | 998.2067 | #DIV/0! | #DIV/0! | 90 | #DIV/0! | 0.5 | 1 | #DIV/0! | #DIV/0! | 0 | #DIV/0! | 52 | 0.2 | 2.0833e-06 | 0 | 0.01388 | 0.01388 | 0 | 0.00015131 | 0.00015131 | #DIV/0! | #DIV/0! | 30 | 0.00079732 | 995.6488 | #DIV/0! | #DIV/0! | 90 | #DIV/0! | 0.5 | 1 | #DIV/0! | #DIV/0! | 0 | #DIV/0!
53 | 0.2 | 2.0833e-06 | 0 | 0.01388 | 0.01388 | 0 | 0.00015131 | 0.00015131 | #DIV/0! | #DIV/0! | 25 | 0.00089021 | 997.047 | #DIV/0! | #DIV/0! | 90 | #DIV/0! | 0.5 | 1 | #DIV/0! | #DIV/0! | 0 | #DIV/0! | 53 | 0.2 | 2.0833e-06 | 0 | 0.01388 | 0.01388 | 0 | 0.00015131 | 0.00015131 | #DIV/0! | #DIV/0! | 10 | 0.0013069 | 999.7027 | #DIV/0! | #DIV/0! | 90 | #DIV/0! | 0.5 | 1 | #DIV/0! | #DIV/0! | 0 | #DIV/0! | 53 | 0.2 | 2.0833e-06 | 0 | 0.01388 | 0.01388 | 0 | 0.00015131 | 0.00015131 | #DIV/0! | #DIV/0! | 20 | 0.001002 | 998.2067 | #DIV/0! | #DIV/0! | 90 | #DIV/0! | 0.5 | 1 | #DIV/0! | #DIV/0! | 0 | #DIV/0! | 53 | 0.2 | 2.0833e-06 | 0 | 0.01388 | 0.01388 | 0 | 0.00015131 | 0.00015131 | #DIV/0! | #DIV/0! | 30 | 0.00079732 | 995.6488 | #DIV/0! | #DIV/0! | 90 | #DIV/0! | 0.5 | 1 | #DIV/0! | #DIV/0! | 0 | #DIV/0!
54 | 0.2 | 2.0833e-06 | 0 | 0.01388 | 0.01388 | 0 | 0.00015131 | 0.00015131 | #DIV/0! | #DIV/0! | 25 | 0.00089021 | 997.047 | #DIV/0! | #DIV/0! | 90 | #DIV/0! | 0.5 | 1 | #DIV/0! | #DIV/0! | 0 | #DIV/0! | 54 | 0.2 | 2.0833e-06 | 0 | 0.01388 | 0.01388 | 0 | 0.00015131 | 0.00015131 | #DIV/0! | #DIV/0! | 10 | 0.0013069 | 999.7027 | #DIV/0! | #DIV/0! | 90 | #DIV/0! | 0.5 | 1 | #DIV/0! | #DIV/0! | 0 | #DIV/0! | 54 | 0.2 | 2.0833e-06 | 0 | 0.01388 | 0.01388 | 0 | 0.00015131 | 0.00015131 | #DIV/0! | #DIV/0! | 20 | 0.001002 | 998.2067 | #DIV/0! | #DIV/0! | 90 | #DIV/0! | 0.5 | 1 | #DIV/0! | #DIV/0! | 0 | #DIV/0! | 54 | 0.2 | 2.0833e-06 | 0 | 0.01388 | 0.01388 | 0 | 0.00015131 | 0.00015131 | #DIV/0! | #DIV/0! | 30 | 0.00079732 | 995.6488 | #DIV/0! | #DIV/0! | 90 | #DIV/0! | 0.5 | 1 | #DIV/0! | #DIV/0! | 0 | #DIV/0!
55 | 0.2 | 2.0833e-06 | 0 | 0.01388 | 0.01388 | 0 | 0.00015131 | 0.00015131 | #DIV/0! | #DIV/0! | 25 | 0.00089021 | 997.047 | #DIV/0! | #DIV/0! | 90 | #DIV/0! | 0.5 | 1 | #DIV/0! | #DIV/0! | 0 | #DIV/0! | 55 | 0.2 | 2.0833e-06 | 0 | 0.01388 | 0.01388 | 0 | 0.00015131 | 0.00015131 | #DIV/0! | #DIV/0! | 10 | 0.0013069 | 999.7027 | #DIV/0! | #DIV/0! | 90 | #DIV/0! | 0.5 | 1 | #DIV/0! | #DIV/0! | 0 | #DIV/0! | 55 | 0.2 | 2.0833e-06 | 0 | 0.01388 | 0.01388 | 0 | 0.00015131 | 0.00015131 | #DIV/0! | #DIV/0! | 20 | 0.001002 | 998.2067 | #DIV/0! | #DIV/0! | 90 | #DIV/0! | 0.5 | 1 | #DIV/0! | #DIV/0! | 0 | #DIV/0! | 55 | 0.2 | 2.0833e-06 | 0 | 0.01388 | 0.01388 | 0 | 0.00015131 | 0.00015131 | #DIV/0! | #DIV/0! | 30 | 0.00079732 | 995.6488 | #DIV/0! | #DIV/0! | 90 | #DIV/0! | 0.5 | 1 | #DIV/0! | #DIV/0! | 0 | #DIV/0!
56 | 0.2 | 2.0833e-06 | 0 | 0.01388 | 0.01388 | 0 | 0.00015131 | 0.00015131 | #DIV/0! | #DIV/0! | 25 | 0.00089021 | 997.047 | #DIV/0! | #DIV/0! | 90 | #DIV/0! | 0.5 | 1 | #DIV/0! | #DIV/0! | 0 | #DIV/0! | 56 | 0.2 | 2.0833e-06 | 0 | 0.01388 | 0.01388 | 0 | 0.00015131 | 0.00015131 | #DIV/0! | #DIV/0! | 10 | 0.0013069 | 999.7027 | #DIV/0! | #DIV/0! | 90 | #DIV/0! | 0.5 | 1 | #DIV/0! | #DIV/0! | 0 | #DIV/0! | 56 | 0.2 | 2.0833e-06 | 0 | 0.01388 | 0.01388 | 0 | 0.00015131 | 0.00015131 | #DIV/0! | #DIV/0! | 20 | 0.001002 | 998.2067 | #DIV/0! | #DIV/0! | 90 | #DIV/0! | 0.5 | 1 | #DIV/0! | #DIV/0! | 0 | #DIV/0! | 56 | 0.2 | 2.0833e-06 | 0 | 0.01388 | 0.01388 | 0 | 0.00015131 | 0.00015131 | #DIV/0! | #DIV/0! | 30 | 0.00079732 | 995.6488 | #DIV/0! | #DIV/0! | 90 | #DIV/0! | 0.5 | 1 | #DIV/0! | #DIV/0! | 0 | #DIV/0!
57 | 0.2 | 2.0833e-06 | 0 | 0.01388 | 0.01388 | 0 | 0.00015131 | 0.00015131 | #DIV/0! | #DIV/0! | 25 | 0.00089021 | 997.047 | #DIV/0! | #DIV/0! | 90 | #DIV/0! | 0.5 | 1 | #DIV/0! | #DIV/0! | 0 | #DIV/0! | 57 | 0.2 | 2.0833e-06 | 0 | 0.01388 | 0.01388 | 0 | 0.00015131 | 0.00015131 | #DIV/0! | #DIV/0! | 10 | 0.0013069 | 999.7027 | #DIV/0! | #DIV/0! | 90 | #DIV/0! | 0.5 | 1 | #DIV/0! | #DIV/0! | 0 | #DIV/0! | 57 | 0.2 | 2.0833e-06 | 0 | 0.01388 | 0.01388 | 0 | 0.00015131 | 0.00015131 | #DIV/0! | #DIV/0! | 20 | 0.001002 | 998.2067 | #DIV/0! | #DIV/0! | 90 | #DIV/0! | 0.5 | 1 | #DIV/0! | #DIV/0! | 0 | #DIV/0! | 57 | 0.2 | 2.0833e-06 | 0 | 0.01388 | 0.01388 | 0 | 0.00015131 | 0.00015131 | #DIV/0! | #DIV/0! | 30 | 0.00079732 | 995.6488 | #DIV/0! | #DIV/0! | 90 | #DIV/0! | 0.5 | 1 | #DIV/0! | #DIV/0! | 0 | #DIV/0!
58 | 0.2 | 2.0833e-06 | 0 | 0.01388 | 0.01388 | 0 | 0.00015131 | 0.00015131 | #DIV/0! | #DIV/0! | 25 | 0.00089021 | 997.047 | #DIV/0! | #DIV/0! | 90 | #DIV/0! | 0.5 | 1 | #DIV/0! | #DIV/0! | 0 | #DIV/0! | 58 | 0.2 | 2.0833e-06 | 0 | 0.01388 | 0.01388 | 0 | 0.00015131 | 0.00015131 | #DIV/0! | #DIV/0! | 10 | 0.0013069 | 999.7027 | #DIV/0! | #DIV/0! | 90 | #DIV/0! | 0.5 | 1 | #DIV/0! | #DIV/0! | 0 | #DIV/0! | 58 | 0.2 | 2.0833e-06 | 0 | 0.01388 | 0.01388 | 0 | 0.00015131 | 0.00015131 | #DIV/0! | #DIV/0! | 20 | 0.001002 | 998.2067 | #DIV/0! | #DIV/0! | 90 | #DIV/0! | 0.5 | 1 | #DIV/0! | #DIV/0! | 0 | #DIV/0! | 58 | 0.2 | 2.0833e-06 | 0 | 0.01388 | 0.01388 | 0 | 0.00015131 | 0.00015131 | #DIV/0! | #DIV/0! | 30 | 0.00079732 | 995.6488 | #DIV/0! | #DIV/0! | 90 | #DIV/0! | 0.5 | 1 | #DIV/0! | #DIV/0! | 0 | #DIV/0!
59 | 0.2 | 2.0833e-06 | 0 | 0.01388 | 0.01388 | 0 | 0.00015131 | 0.00015131 | #DIV/0! | #DIV/0! | 25 | 0.00089021 | 997.047 | #DIV/0! | #DIV/0! | 90 | #DIV/0! | 0.5 | 1 | #DIV/0! | #DIV/0! | 0 | #DIV/0! | 59 | 0.2 | 2.0833e-06 | 0 | 0.01388 | 0.01388 | 0 | 0.00015131 | 0.00015131 | #DIV/0! | #DIV/0! | 10 | 0.0013069 | 999.7027 | #DIV/0! | #DIV/0! | 90 | #DIV/0! | 0.5 | 1 | #DIV/0! | #DIV/0! | 0 | #DIV/0! | 59 | 0.2 | 2.0833e-06 | 0 | 0.01388 | 0.01388 | 0 | 0.00015131 | 0.00015131 | #DIV/0! | #DIV/0! | 20 | 0.001002 | 998.2067 | #DIV/0! | #DIV/0! | 90 | #DIV/0! | 0.5 | 1 | #DIV/0! | #DIV/0! | 0 | #DIV/0! | 59 | 0.2 | 2.0833e-06 | 0 | 0.01388 | 0.01388 | 0 | 0.00015131 | 0.00015131 | #DIV/0! | #DIV/0! | 30 | 0.00079732 | 995.6488 | #DIV/0! | #DIV/0! | 90 | #DIV/0! | 0.5 | 1 | #DIV/0! | #DIV/0! | 0 | #DIV/0!
60 | 0.2 | 2.0833e-06 | 0 | 0.01388 | 0.01388 | 0 | 0.00015131 | 0.00015131 | #DIV/0! | #DIV/0! | 25 | 0.00089021 | 997.047 | #DIV/0! | #DIV/0! | 90 | #DIV/0! | 0.5 | 1 | #DIV/0! | #DIV/0! | 0 | #DIV/0! | 60 | 0.2 | 2.0833e-06 | 0 | 0.01388 | 0.01388 | 0 | 0.00015131 | 0.00015131 | #DIV/0! | #DIV/0! | 10 | 0.0013069 | 999.7027 | #DIV/0! | #DIV/0! | 90 | #DIV/0! | 0.5 | 1 | #DIV/0! | #DIV/0! | 0 | #DIV/0! | 60 | 0.2 | 2.0833e-06 | 0 | 0.01388 | 0.01388 | 0 | 0.00015131 | 0.00015131 | #DIV/0! | #DIV/0! | 20 | 0.001002 | 998.2067 | #DIV/0! | #DIV/0! | 90 | #DIV/0! | 0.5 | 1 | #DIV/0! | #DIV/0! | 0 | #DIV/0! | 60 | 0.2 | 2.0833e-06 | 0 | 0.01388 | 0.01388 | 0 | 0.00015131 | 0.00015131 | #DIV/0! | #DIV/0! | 30 | 0.00079732 | 995.6488 | #DIV/0! | #DIV/0! | 90 | #DIV/0! | 0.5 | 1 | #DIV/0! | #DIV/0! | 0 | #DIV/0!
1 | 0.4 | 4.1667e-06 | 0 | 0.01388 | 0.01388 | 0 | 0.00015131 | 0.00015131 | #DIV/0! | #DIV/0! | 25 | 0.00089021 | 997.047 | #DIV/0! | #DIV/0! | 90 | #DIV/0! | 0.5 | 1 | #DIV/0! | #DIV/0! | 0 | #DIV/0! | 1 | 0.4 | 4.1667e-06 | 0 | 0.01388 | 0.01388 | 0 | 0.00015131 | 0.00015131 | #DIV/0! | #DIV/0! | 10 | 0.0013069 | 999.7027 | #DIV/0! | #DIV/0! | 90 | #DIV/0! | 0.5 | 1 | #DIV/0! | #DIV/0! | 0 | #DIV/0! | 1 | 0.4 | 4.1667e-06 | 0 | 0.01388 | 0.01388 | 0 | 0.00015131 | 0.00015131 | #DIV/0! | #DIV/0! | 20 | 0.001002 | 998.2067 | #DIV/0! | #DIV/0! | 90 | #DIV/0! | 0.5 | 1 | #DIV/0! | #DIV/0! | 0 | #DIV/0! | 1 | 0.4 | 4.1667e-06 | 0 | 0.01388 | 0.01388 | 0 | 0.00015131 | 0.00015131 | #DIV/0! | #DIV/0! | 30 | 0.00079732 | 995.6488 | #DIV/0! | #DIV/0! | 90 | #DIV/0! | 0.5 | 1 | #DIV/0! | #DIV/0! | 0 | #DIV/0!
2 | 0.4 | 4.1667e-06 | 0 | 0.01388 | 0.01388 | 0 | 0.00015131 | 0.00015131 | #DIV/0! | #DIV/0! | 25 | 0.00089021 | 997.047 | #DIV/0! | #DIV/0! | 90 | #DIV/0! | 0.5 | 1 | #DIV/0! | #DIV/0! | 0 | #DIV/0! | 2 | 0.4 | 4.1667e-06 | 0 | 0.01388 | 0.01388 | 0 | 0.00015131 | 0.00015131 | #DIV/0! | #DIV/0! | 10 | 0.0013069 | 999.7027 | #DIV/0! | #DIV/0! | 90 | #DIV/0! | 0.5 | 1 | #DIV/0! | #DIV/0! | 0 | #DIV/0! | 2 | 0.4 | 4.1667e-06 | 0 | 0.01388 | 0.01388 | 0 | 0.00015131 | 0.00015131 | #DIV/0! | #DIV/0! | 20 | 0.001002 | 998.2067 | #DIV/0! | #DIV/0! | 90 | #DIV/0! | 0.5 | 1 | #DIV/0! | #DIV/0! | 0 | #DIV/0! | 2 | 0.4 | 4.1667e-06 | 0 | 0.01388 | 0.01388 | 0 | 0.00015131 | 0.00015131 | #DIV/0! | #DIV/0! | 30 | 0.00079732 | 995.6488 | #DIV/0! | #DIV/0! | 90 | #DIV/0! | 0.5 | 1 | #DIV/0! | #DIV/0! | 0 | #DIV/0!
3 | 0.4 | 4.1667e-06 | 0 | 0.01388 | 0.01388 | 0 | 0.00015131 | 0.00015131 | #DIV/0! | #DIV/0! | 25 | 0.00089021 | 997.047 | #DIV/0! | #DIV/0! | 90 | #DIV/0! | 0.5 | 1 | #DIV/0! | #DIV/0! | 0 | #DIV/0! | 3 | 0.4 | 4.1667e-06 | 0 | 0.01388 | 0.01388 | 0 | 0.00015131 | 0.00015131 | #DIV/0! | #DIV/0! | 10 | 0.0013069 | 999.7027 | #DIV/0! | #DIV/0! | 90 | #DIV/0! | 0.5 | 1 | #DIV/0! | #DIV/0! | 0 | #DIV/0! | 3 | 0.4 | 4.1667e-06 | 0 | 0.01388 | 0.01388 | 0 | 0.00015131 | 0.00015131 | #DIV/0! | #DIV/0! | 20 | 0.001002 | 998.2067 | #DIV/0! | #DIV/0! | 90 | #DIV/0! | 0.5 | 1 | #DIV/0! | #DIV/0! | 0 | #DIV/0! | 3 | 0.4 | 4.1667e-06 | 0 | 0.01388 | 0.01388 | 0 | 0.00015131 | 0.00015131 | #DIV/0! | #DIV/0! | 30 | 0.00079732 | 995.6488 | #DIV/0! | #DIV/0! | 90 | #DIV/0! | 0.5 | 1 | #DIV/0! | #DIV/0! | 0 | #DIV/0!
4 | 0.4 | 4.1667e-06 | 0 | 0.01388 | 0.01388 | 0 | 0.00015131 | 0.00015131 | #DIV/0! | #DIV/0! | 25 | 0.00089021 | 997.047 | #DIV/0! | #DIV/0! | 90 | #DIV/0! | 0.5 | 1 | #DIV/0! | #DIV/0! | 0 | #DIV/0! | 4 | 0.4 | 4.1667e-06 | 0 | 0.01388 | 0.01388 | 0 | 0.00015131 | 0.00015131 | #DIV/0! | #DIV/0! | 10 | 0.0013069 | 999.7027 | #DIV/0! | #DIV/0! | 90 | #DIV/0! | 0.5 | 1 | #DIV/0! | #DIV/0! | 0 | #DIV/0! | 4 | 0.4 | 4.1667e-06 | 0 | 0.01388 | 0.01388 | 0 | 0.00015131 | 0.00015131 | #DIV/0! | #DIV/0! | 20 | 0.001002 | 998.2067 | #DIV/0! | #DIV/0! | 90 | #DIV/0! | 0.5 | 1 | #DIV/0! | #DIV/0! | 0 | #DIV/0! | 4 | 0.4 | 4.1667e-06 | 0 | 0.01388 | 0.01388 | 0 | 0.00015131 | 0.00015131 | #DIV/0! | #DIV/0! | 30 | 0.00079732 | 995.6488 | #DIV/0! | #DIV/0! | 90 | #DIV/0! | 0.5 | 1 | #DIV/0! | #DIV/0! | 0 | #DIV/0!
5 | 0.4 | 4.1667e-06 | 0 | 0.01388 | 0.01388 | 0 | 0.00015131 | 0.00015131 | #DIV/0! | #DIV/0! | 25 | 0.00089021 | 997.047 | #DIV/0! | #DIV/0! | 90 | #DIV/0! | 0.5 | 1 | #DIV/0! | #DIV/0! | 0 | #DIV/0! | 5 | 0.4 | 4.1667e-06 | 0 | 0.01388 | 0.01388 | 0 | 0.00015131 | 0.00015131 | #DIV/0! | #DIV/0! | 10 | 0.0013069 | 999.7027 | #DIV/0! | #DIV/0! | 90 | #DIV/0! | 0.5 | 1 | #DIV/0! | #DIV/0! | 0 | #DIV/0! | 5 | 0.4 | 4.1667e-06 | 0 | 0.01388 | 0.01388 | 0 | 0.00015131 | 0.00015131 | #DIV/0! | #DIV/0! | 20 | 0.001002 | 998.2067 | #DIV/0! | #DIV/0! | 90 | #DIV/0! | 0.5 | 1 | #DIV/0! | #DIV/0! | 0 | #DIV/0! | 5 | 0.4 | 4.1667e-06 | 0 | 0.01388 | 0.01388 | 0 | 0.00015131 | 0.00015131 | #DIV/0! | #DIV/0! | 30 | 0.00079732 | 995.6488 | #DIV/0! | #DIV/0! | 90 | #DIV/0! | 0.5 | 1 | #DIV/0! | #DIV/0! | 0 | #DIV/0!
6 | 0.4 | 4.1667e-06 | 0 | 0.01388 | 0.01388 | 0 | 0.00015131 | 0.00015131 | #DIV/0! | #DIV/0! | 25 | 0.00089021 | 997.047 | #DIV/0! | #DIV/0! | 90 | #DIV/0! | 0.5 | 1 | #DIV/0! | #DIV/0! | 0 | #DIV/0! | 6 | 0.4 | 4.1667e-06 | 0 | 0.01388 | 0.01388 | 0 | 0.00015131 | 0.00015131 | #DIV/0! | #DIV/0! | 10 | 0.0013069 | 999.7027 | #DIV/0! | #DIV/0! | 90 | #DIV/0! | 0.5 | 1 | #DIV/0! | #DIV/0! | 0 | #DIV/0! | 6 | 0.4 | 4.1667e-06 | 0 | 0.01388 | 0.01388 | 0 | 0.00015131 | 0.00015131 | #DIV/0! | #DIV/0! | 20 | 0.001002 | 998.2067 | #DIV/0! | #DIV/0! | 90 | #DIV/0! | 0.5 | 1 | #DIV/0! | #DIV/0! | 0 | #DIV/0! | 6 | 0.4 | 4.1667e-06 | 0 | 0.01388 | 0.01388 | 0 | 0.00015131 | 0.00015131 | #DIV/0! | #DIV/0! | 30 | 0.00079732 | 995.6488 | #DIV/0! | #DIV/0! | 90 | #DIV/0! | 0.5 | 1 | #DIV/0! | #DIV/0! | 0 | #DIV/0!
7 | 0.4 | 4.1667e-06 | 0 | 0.01388 | 0.01388 | 0 | 0.00015131 | 0.00015131 | #DIV/0! | #DIV/0! | 25 | 0.00089021 | 997.047 | #DIV/0! | #DIV/0! | 90 | #DIV/0! | 0.5 | 1 | #DIV/0! | #DIV/0! | 0 | #DIV/0! | 7 | 0.4 | 4.1667e-06 | 0 | 0.01388 | 0.01388 | 0 | 0.00015131 | 0.00015131 | #DIV/0! | #DIV/0! | 10 | 0.0013069 | 999.7027 | #DIV/0! | #DIV/0! | 90 | #DIV/0! | 0.5 | 1 | #DIV/0! | #DIV/0! | 0 | #DIV/0! | 7 | 0.4 | 4.1667e-06 | 0 | 0.01388 | 0.01388 | 0 | 0.00015131 | 0.00015131 | #DIV/0! | #DIV/0! | 20 | 0.001002 | 998.2067 | #DIV/0! | #DIV/0! | 90 | #DIV/0! | 0.5 | 1 | #DIV/0! | #DIV/0! | 0 | #DIV/0! | 7 | 0.4 | 4.1667e-06 | 0 | 0.01388 | 0.01388 | 0 | 0.00015131 | 0.00015131 | #DIV/0! | #DIV/0! | 30 | 0.00079732 | 995.6488 | #DIV/0! | #DIV/0! | 90 | #DIV/0! | 0.5 | 1 | #DIV/0! | #DIV/0! | 0 | #DIV/0!
8 | 0.4 | 4.1667e-06 | 0 | 0.01388 | 0.01388 | 0 | 0.00015131 | 0.00015131 | #DIV/0! | #DIV/0! | 25 | 0.00089021 | 997.047 | #DIV/0! | #DIV/0! | 90 | #DIV/0! | 0.5 | 1 | #DIV/0! | #DIV/0! | 0 | #DIV/0! | 8 | 0.4 | 4.1667e-06 | 0 | 0.01388 | 0.01388 | 0 | 0.00015131 | 0.00015131 | #DIV/0! | #DIV/0! | 10 | 0.0013069 | 999.7027 | #DIV/0! | #DIV/0! | 90 | #DIV/0! | 0.5 | 1 | #DIV/0! | #DIV/0! | 0 | #DIV/0! | 8 | 0.4 | 4.1667e-06 | 0 | 0.01388 | 0.01388 | 0 | 0.00015131 | 0.00015131 | #DIV/0! | #DIV/0! | 20 | 0.001002 | 998.2067 | #DIV/0! | #DIV/0! | 90 | #DIV/0! | 0.5 | 1 | #DIV/0! | #DIV/0! | 0 | #DIV/0! | 8 | 0.4 | 4.1667e-06 | 0 | 0.01388 | 0.01388 | 0 | 0.00015131 | 0.00015131 | #DIV/0! | #DIV/0! | 30 | 0.00079732 | 995.6488 | #DIV/0! | #DIV/0! | 90 | #DIV/0! | 0.5 | 1 | #DIV/0! | #DIV/0! | 0 | #DIV/0!
9 | 0.4 | 4.1667e-06 | 0 | 0.01388 | 0.01388 | 0 | 0.00015131 | 0.00015131 | #DIV/0! | #DIV/0! | 25 | 0.00089021 | 997.047 | #DIV/0! | #DIV/0! | 90 | #DIV/0! | 0.5 | 1 | #DIV/0! | #DIV/0! | 0 | #DIV/0! | 9 | 0.4 | 4.1667e-06 | 0 | 0.01388 | 0.01388 | 0 | 0.00015131 | 0.00015131 | #DIV/0! | #DIV/0! | 10 | 0.0013069 | 999.7027 | #DIV/0! | #DIV/0! | 90 | #DIV/0! | 0.5 | 1 | #DIV/0! | #DIV/0! | 0 | #DIV/0! | 9 | 0.4 | 4.1667e-06 | 0 | 0.01388 | 0.01388 | 0 | 0.00015131 | 0.00015131 | #DIV/0! | #DIV/0! | 20 | 0.001002 | 998.2067 | #DIV/0! | #DIV/0! | 90 | #DIV/0! | 0.5 | 1 | #DIV/0! | #DIV/0! | 0 | #DIV/0! | 9 | 0.4 | 4.1667e-06 | 0 | 0.01388 | 0.01388 | 0 | 0.00015131 | 0.00015131 | #DIV/0! | #DIV/0! | 30 | 0.00079732 | 995.6488 | #DIV/0! | #DIV/0! | 90 | #DIV/0! | 0.5 | 1 | #DIV/0! | #DIV/0! | 0 | #DIV/0!
10 | 0.4 | 4.1667e-06 | 0 | 0.01388 | 0.01388 | 0 | 0.00015131 | 0.00015131 | #DIV/0! | #DIV/0! | 25 | 0.00089021 | 997.047 | #DIV/0! | #DIV/0! | 90 | #DIV/0! | 0.5 | 1 | #DIV/0! | #DIV/0! | 0 | #DIV/0! | 10 | 0.4 | 4.1667e-06 | 0 | 0.01388 | 0.01388 | 0 | 0.00015131 | 0.00015131 | #DIV/0! | #DIV/0! | 10 | 0.0013069 | 999.7027 | #DIV/0! | #DIV/0! | 90 | #DIV/0! | 0.5 | 1 | #DIV/0! | #DIV/0! | 0 | #DIV/0! | 10 | 0.4 | 4.1667e-06 | 0 | 0.01388 | 0.01388 | 0 | 0.00015131 | 0.00015131 | #DIV/0! | #DIV/0! | 20 | 0.001002 | 998.2067 | #DIV/0! | #DIV/0! | 90 | #DIV/0! | 0.5 | 1 | #DIV/0! | #DIV/0! | 0 | #DIV/0! | 10 | 0.4 | 4.1667e-06 | 0 | 0.01388 | 0.01388 | 0 | 0.00015131 | 0.00015131 | #DIV/0! | #DIV/0! | 30 | 0.00079732 | 995.6488 | #DIV/0! | #DIV/0! | 90 | #DIV/0! | 0.5 | 1 | #DIV/0! | #DIV/0! | 0 | #DIV/0!
11 | 0.4 | 4.1667e-06 | 0 | 0.01388 | 0.01388 | 0 | 0.00015131 | 0.00015131 | #DIV/0! | #DIV/0! | 25 | 0.00089021 | 997.047 | #DIV/0! | #DIV/0! | 90 | #DIV/0! | 0.5 | 1 | #DIV/0! | #DIV/0! | 0 | #DIV/0! | 11 | 0.4 | 4.1667e-06 | 0 | 0.01388 | 0.01388 | 0 | 0.00015131 | 0.00015131 | #DIV/0! | #DIV/0! | 10 | 0.0013069 | 999.7027 | #DIV/0! | #DIV/0! | 90 | #DIV/0! | 0.5 | 1 | #DIV/0! | #DIV/0! | 0 | #DIV/0! | 11 | 0.4 | 4.1667e-06 | 0 | 0.01388 | 0.01388 | 0 | 0.00015131 | 0.00015131 | #DIV/0! | #DIV/0! | 20 | 0.001002 | 998.2067 | #DIV/0! | #DIV/0! | 90 | #DIV/0! | 0.5 | 1 | #DIV/0! | #DIV/0! | 0 | #DIV/0! | 11 | 0.4 | 4.1667e-06 | 0 | 0.01388 | 0.01388 | 0 | 0.00015131 | 0.00015131 | #DIV/0! | #DIV/0! | 30 | 0.00079732 | 995.6488 | #DIV/0! | #DIV/0! | 90 | #DIV/0! | 0.5 | 1 | #DIV/0! | #DIV/0! | 0 | #DIV/0!
12 | 0.4 | 4.1667e-06 | 0 | 0.01388 | 0.01388 | 0 | 0.00015131 | 0.00015131 | #DIV/0! | #DIV/0! | 25 | 0.00089021 | 997.047 | #DIV/0! | #DIV/0! | 90 | #DIV/0! | 0.5 | 1 | #DIV/0! | #DIV/0! | 0 | #DIV/0! | 12 | 0.4 | 4.1667e-06 | 0 | 0.01388 | 0.01388 | 0 | 0.00015131 | 0.00015131 | #DIV/0! | #DIV/0! | 10 | 0.0013069 | 999.7027 | #DIV/0! | #DIV/0! | 90 | #DIV/0! | 0.5 | 1 | #DIV/0! | #DIV/0! | 0 | #DIV/0! | 12 | 0.4 | 4.1667e-06 | 0 | 0.01388 | 0.01388 | 0 | 0.00015131 | 0.00015131 | #DIV/0! | #DIV/0! | 20 | 0.001002 | 998.2067 | #DIV/0! | #DIV/0! | 90 | #DIV/0! | 0.5 | 1 | #DIV/0! | #DIV/0! | 0 | #DIV/0! | 12 | 0.4 | 4.1667e-06 | 0 | 0.01388 | 0.01388 | 0 | 0.00015131 | 0.00015131 | #DIV/0! | #DIV/0! | 30 | 0.00079732 | 995.6488 | #DIV/0! | #DIV/0! | 90 | #DIV/0! | 0.5 | 1 | #DIV/0! | #DIV/0! | 0 | #DIV/0!
13 | 0.4 | 4.1667e-06 | 0 | 0.01388 | 0.01388 | 0 | 0.00015131 | 0.00015131 | #DIV/0! | #DIV/0! | 25 | 0.00089021 | 997.047 | #DIV/0! | #DIV/0! | 90 | #DIV/0! | 0.5 | 1 | #DIV/0! | #DIV/0! | 0 | #DIV/0! | 13 | 0.4 | 4.1667e-06 | 0 | 0.01388 | 0.01388 | 0 | 0.00015131 | 0.00015131 | #DIV/0! | #DIV/0! | 10 | 0.0013069 | 999.7027 | #DIV/0! | #DIV/0! | 90 | #DIV/0! | 0.5 | 1 | #DIV/0! | #DIV/0! | 0 | #DIV/0! | 13 | 0.4 | 4.1667e-06 | 0 | 0.01388 | 0.01388 | 0 | 0.00015131 | 0.00015131 | #DIV/0! | #DIV/0! | 20 | 0.001002 | 998.2067 | #DIV/0! | #DIV/0! | 90 | #DIV/0! | 0.5 | 1 | #DIV/0! | #DIV/0! | 0 | #DIV/0! | 13 | 0.4 | 4.1667e-06 | 0 | 0.01388 | 0.01388 | 0 | 0.00015131 | 0.00015131 | #DIV/0! | #DIV/0! | 30 | 0.00079732 | 995.6488 | #DIV/0! | #DIV/0! | 90 | #DIV/0! | 0.5 | 1 | #DIV/0! | #DIV/0! | 0 | #DIV/0!
14 | 0.4 | 4.1667e-06 | 0 | 0.01388 | 0.01388 | 0 | 0.00015131 | 0.00015131 | #DIV/0! | #DIV/0! | 25 | 0.00089021 | 997.047 | #DIV/0! | #DIV/0! | 90 | #DIV/0! | 0.5 | 1 | #DIV/0! | #DIV/0! | 0 | #DIV/0! | 14 | 0.4 | 4.1667e-06 | 0 | 0.01388 | 0.01388 | 0 | 0.00015131 | 0.00015131 | #DIV/0! | #DIV/0! | 10 | 0.0013069 | 999.7027 | #DIV/0! | #DIV/0! | 90 | #DIV/0! | 0.5 | 1 | #DIV/0! | #DIV/0! | 0 | #DIV/0! | 14 | 0.4 | 4.1667e-06 | 0 | 0.01388 | 0.01388 | 0 | 0.00015131 | 0.00015131 | #DIV/0! | #DIV/0! | 20 | 0.001002 | 998.2067 | #DIV/0! | #DIV/0! | 90 | #DIV/0! | 0.5 | 1 | #DIV/0! | #DIV/0! | 0 | #DIV/0! | 14 | 0.4 | 4.1667e-06 | 0 | 0.01388 | 0.01388 | 0 | 0.00015131 | 0.00015131 | #DIV/0! | #DIV/0! | 30 | 0.00079732 | 995.6488 | #DIV/0! | #DIV/0! | 90 | #DIV/0! | 0.5 | 1 | #DIV/0! | #DIV/0! | 0 | #DIV/0!
15 | 0.4 | 4.1667e-06 | 0 | 0.01388 | 0.01388 | 0 | 0.00015131 | 0.00015131 | #DIV/0! | #DIV/0! | 25 | 0.00089021 | 997.047 | #DIV/0! | #DIV/0! | 90 | #DIV/0! | 0.5 | 1 | #DIV/0! | #DIV/0! | 0 | #DIV/0! | 15 | 0.4 | 4.1667e-06 | 0 | 0.01388 | 0.01388 | 0 | 0.00015131 | 0.00015131 | #DIV/0! | #DIV/0! | 10 | 0.0013069 | 999.7027 | #DIV/0! | #DIV/0! | 90 | #DIV/0! | 0.5 | 1 | #DIV/0! | #DIV/0! | 0 | #DIV/0! | 15 | 0.4 | 4.1667e-06 | 0 | 0.01388 | 0.01388 | 0 | 0.00015131 | 0.00015131 | #DIV/0! | #DIV/0! | 20 | 0.001002 | 998.2067 | #DIV/0! | #DIV/0! | 90 | #DIV/0! | 0.5 | 1 | #DIV/0! | #DIV/0! | 0 | #DIV/0! | 15 | 0.4 | 4.1667e-06 | 0 | 0.01388 | 0.01388 | 0 | 0.00015131 | 0.00015131 | #DIV/0! | #DIV/0! | 30 | 0.00079732 | 995.6488 | #DIV/0! | #DIV/0! | 90 | #DIV/0! | 0.5 | 1 | #DIV/0! | #DIV/0! | 0 | #DIV/0!
16 | 0.4 | 4.1667e-06 | 0 | 0.01388 | 0.01388 | 0 | 0.00015131 | 0.00015131 | #DIV/0! | #DIV/0! | 25 | 0.00089021 | 997.047 | #DIV/0! | #DIV/0! | 90 | #DIV/0! | 0.5 | 1 | #DIV/0! | #DIV/0! | 0 | #DIV/0! | 16 | 0.4 | 4.1667e-06 | 0 | 0.01388 | 0.01388 | 0 | 0.00015131 | 0.00015131 | #DIV/0! | #DIV/0! | 10 | 0.0013069 | 999.7027 | #DIV/0! | #DIV/0! | 90 | #DIV/0! | 0.5 | 1 | #DIV/0! | #DIV/0! | 0 | #DIV/0! | 16 | 0.4 | 4.1667e-06 | 0 | 0.01388 | 0.01388 | 0 | 0.00015131 | 0.00015131 | #DIV/0! | #DIV/0! | 20 | 0.001002 | 998.2067 | #DIV/0! | #DIV/0! | 90 | #DIV/0! | 0.5 | 1 | #DIV/0! | #DIV/0! | 0 | #DIV/0! | 16 | 0.4 | 4.1667e-06 | 0 | 0.01388 | 0.01388 | 0 | 0.00015131 | 0.00015131 | #DIV/0! | #DIV/0! | 30 | 0.00079732 | 995.6488 | #DIV/0! | #DIV/0! | 90 | #DIV/0! | 0.5 | 1 | #DIV/0! | #DIV/0! | 0 | #DIV/0!
17 | 0.4 | 4.1667e-06 | 0 | 0.01388 | 0.01388 | 0 | 0.00015131 | 0.00015131 | #DIV/0! | #DIV/0! | 25 | 0.00089021 | 997.047 | #DIV/0! | #DIV/0! | 90 | #DIV/0! | 0.5 | 1 | #DIV/0! | #DIV/0! | 0 | #DIV/0! | 17 | 0.4 | 4.1667e-06 | 0 | 0.01388 | 0.01388 | 0 | 0.00015131 | 0.00015131 | #DIV/0! | #DIV/0! | 10 | 0.0013069 | 999.7027 | #DIV/0! | #DIV/0! | 90 | #DIV/0! | 0.5 | 1 | #DIV/0! | #DIV/0! | 0 | #DIV/0! | 17 | 0.4 | 4.1667e-06 | 0 | 0.01388 | 0.01388 | 0 | 0.00015131 | 0.00015131 | #DIV/0! | #DIV/0! | 20 | 0.001002 | 998.2067 | #DIV/0! | #DIV/0! | 90 | #DIV/0! | 0.5 | 1 | #DIV/0! | #DIV/0! | 0 | #DIV/0! | 17 | 0.4 | 4.1667e-06 | 0 | 0.01388 | 0.01388 | 0 | 0.00015131 | 0.00015131 | #DIV/0! | #DIV/0! | 30 | 0.00079732 | 995.6488 | #DIV/0! | #DIV/0! | 90 | #DIV/0! | 0.5 | 1 | #DIV/0! | #DIV/0! | 0 | #DIV/0!
18 | 0.4 | 4.1667e-06 | 0 | 0.01388 | 0.01388 | 0 | 0.00015131 | 0.00015131 | #DIV/0! | #DIV/0! | 25 | 0.00089021 | 997.047 | #DIV/0! | #DIV/0! | 90 | #DIV/0! | 0.5 | 1 | #DIV/0! | #DIV/0! | 0 | #DIV/0! | 18 | 0.4 | 4.1667e-06 | 0 | 0.01388 | 0.01388 | 0 | 0.00015131 | 0.00015131 | #DIV/0! | #DIV/0! | 10 | 0.0013069 | 999.7027 | #DIV/0! | #DIV/0! | 90 | #DIV/0! | 0.5 | 1 | #DIV/0! | #DIV/0! | 0 | #DIV/0! | 18 | 0.4 | 4.1667e-06 | 0 | 0.01388 | 0.01388 | 0 | 0.00015131 | 0.00015131 | #DIV/0! | #DIV/0! | 20 | 0.001002 | 998.2067 | #DIV/0! | #DIV/0! | 90 | #DIV/0! | 0.5 | 1 | #DIV/0! | #DIV/0! | 0 | #DIV/0! | 18 | 0.4 | 4.1667e-06 | 0 | 0.01388 | 0.01388 | 0 | 0.00015131 | 0.00015131 | #DIV/0! | #DIV/0! | 30 | 0.00079732 | 995.6488 | #DIV/0! | #DIV/0! | 90 | #DIV/0! | 0.5 | 1 | #DIV/0! | #DIV/0! | 0 | #DIV/0!
19 | 0.4 | 4.1667e-06 | 0 | 0.01388 | 0.01388 | 0 | 0.00015131 | 0.00015131 | #DIV/0! | #DIV/0! | 25 | 0.00089021 | 997.047 | #DIV/0! | #DIV/0! | 90 | #DIV/0! | 0.5 | 1 | #DIV/0! | #DIV/0! | 0 | #DIV/0! | 19 | 0.4 | 4.1667e-06 | 0 | 0.01388 | 0.01388 | 0 | 0.00015131 | 0.00015131 | #DIV/0! | #DIV/0! | 10 | 0.0013069 | 999.7027 | #DIV/0! | #DIV/0! | 90 | #DIV/0! | 0.5 | 1 | #DIV/0! | #DIV/0! | 0 | #DIV/0! | 19 | 0.4 | 4.1667e-06 | 0 | 0.01388 | 0.01388 | 0 | 0.00015131 | 0.00015131 | #DIV/0! | #DIV/0! | 20 | 0.001002 | 998.2067 | #DIV/0! | #DIV/0! | 90 | #DIV/0! | 0.5 | 1 | #DIV/0! | #DIV/0! | 0 | #DIV/0! | 19 | 0.4 | 4.1667e-06 | 0 | 0.01388 | 0.01388 | 0 | 0.00015131 | 0.00015131 | #DIV/0! | #DIV/0! | 30 | 0.00079732 | 995.6488 | #DIV/0! | #DIV/0! | 90 | #DIV/0! | 0.5 | 1 | #DIV/0! | #DIV/0! | 0 | #DIV/0!
20 | 0.4 | 4.1667e-06 | 0 | 0.01388 | 0.01388 | 0 | 0.00015131 | 0.00015131 | #DIV/0! | #DIV/0! | 25 | 0.00089021 | 997.047 | #DIV/0! | #DIV/0! | 90 | #DIV/0! | 0.5 | 1 | #DIV/0! | #DIV/0! | 0 | #DIV/0! | 20 | 0.4 | 4.1667e-06 | 0 | 0.01388 | 0.01388 | 0 | 0.00015131 | 0.00015131 | #DIV/0! | #DIV/0! | 10 | 0.0013069 | 999.7027 | #DIV/0! | #DIV/0! | 90 | #DIV/0! | 0.5 | 1 | #DIV/0! | #DIV/0! | 0 | #DIV/0! | 20 | 0.4 | 4.1667e-06 | 0 | 0.01388 | 0.01388 | 0 | 0.00015131 | 0.00015131 | #DIV/0! | #DIV/0! | 20 | 0.001002 | 998.2067 | #DIV/0! | #DIV/0! | 90 | #DIV/0! | 0.5 | 1 | #DIV/0! | #DIV/0! | 0 | #DIV/0! | 20 | 0.4 | 4.1667e-06 | 0 | 0.01388 | 0.01388 | 0 | 0.00015131 | 0.00015131 | #DIV/0! | #DIV/0! | 30 | 0.00079732 | 995.6488 | #DIV/0! | #DIV/0! | 90 | #DIV/0! | 0.5 | 1 | #DIV/0! | #DIV/0! | 0 | #DIV/0!
21 | 0.4 | 4.1667e-06 | 0 | 0.01388 | 0.01388 | 0 | 0.00015131 | 0.00015131 | #DIV/0! | #DIV/0! | 25 | 0.00089021 | 997.047 | #DIV/0! | #DIV/0! | 90 | #DIV/0! | 0.5 | 1 | #DIV/0! | #DIV/0! | 0 | #DIV/0! | 21 | 0.4 | 4.1667e-06 | 0 | 0.01388 | 0.01388 | 0 | 0.00015131 | 0.00015131 | #DIV/0! | #DIV/0! | 10 | 0.0013069 | 999.7027 | #DIV/0! | #DIV/0! | 90 | #DIV/0! | 0.5 | 1 | #DIV/0! | #DIV/0! | 0 | #DIV/0! | 21 | 0.4 | 4.1667e-06 | 0 | 0.01388 | 0.01388 | 0 | 0.00015131 | 0.00015131 | #DIV/0! | #DIV/0! | 20 | 0.001002 | 998.2067 | #DIV/0! | #DIV/0! | 90 | #DIV/0! | 0.5 | 1 | #DIV/0! | #DIV/0! | 0 | #DIV/0! | 21 | 0.4 | 4.1667e-06 | 0 | 0.01388 | 0.01388 | 0 | 0.00015131 | 0.00015131 | #DIV/0! | #DIV/0! | 30 | 0.00079732 | 995.6488 | #DIV/0! | #DIV/0! | 90 | #DIV/0! | 0.5 | 1 | #DIV/0! | #DIV/0! | 0 | #DIV/0!
22 | 0.4 | 4.1667e-06 | 0 | 0.01388 | 0.01388 | 0 | 0.00015131 | 0.00015131 | #DIV/0! | #DIV/0! | 25 | 0.00089021 | 997.047 | #DIV/0! | #DIV/0! | 90 | #DIV/0! | 0.5 | 1 | #DIV/0! | #DIV/0! | 0 | #DIV/0! | 22 | 0.4 | 4.1667e-06 | 0 | 0.01388 | 0.01388 | 0 | 0.00015131 | 0.00015131 | #DIV/0! | #DIV/0! | 10 | 0.0013069 | 999.7027 | #DIV/0! | #DIV/0! | 90 | #DIV/0! | 0.5 | 1 | #DIV/0! | #DIV/0! | 0 | #DIV/0! | 22 | 0.4 | 4.1667e-06 | 0 | 0.01388 | 0.01388 | 0 | 0.00015131 | 0.00015131 | #DIV/0! | #DIV/0! | 20 | 0.001002 | 998.2067 | #DIV/0! | #DIV/0! | 90 | #DIV/0! | 0.5 | 1 | #DIV/0! | #DIV/0! | 0 | #DIV/0! | 22 | 0.4 | 4.1667e-06 | 0 | 0.01388 | 0.01388 | 0 | 0.00015131 | 0.00015131 | #DIV/0! | #DIV/0! | 30 | 0.00079732 | 995.6488 | #DIV/0! | #DIV/0! | 90 | #DIV/0! | 0.5 | 1 | #DIV/0! | #DIV/0! | 0 | #DIV/0!
23 | 0.4 | 4.1667e-06 | 0 | 0.01388 | 0.01388 | 0 | 0.00015131 | 0.00015131 | #DIV/0! | #DIV/0! | 25 | 0.00089021 | 997.047 | #DIV/0! | #DIV/0! | 90 | #DIV/0! | 0.5 | 1 | #DIV/0! | #DIV/0! | 0 | #DIV/0! | 23 | 0.4 | 4.1667e-06 | 0 | 0.01388 | 0.01388 | 0 | 0.00015131 | 0.00015131 | #DIV/0! | #DIV/0! | 10 | 0.0013069 | 999.7027 | #DIV/0! | #DIV/0! | 90 | #DIV/0! | 0.5 | 1 | #DIV/0! | #DIV/0! | 0 | #DIV/0! | 23 | 0.4 | 4.1667e-06 | 0 | 0.01388 | 0.01388 | 0 | 0.00015131 | 0.00015131 | #DIV/0! | #DIV/0! | 20 | 0.001002 | 998.2067 | #DIV/0! | #DIV/0! | 90 | #DIV/0! | 0.5 | 1 | #DIV/0! | #DIV/0! | 0 | #DIV/0! | 23 | 0.4 | 4.1667e-06 | 0 | 0.01388 | 0.01388 | 0 | 0.00015131 | 0.00015131 | #DIV/0! | #DIV/0! | 30 | 0.00079732 | 995.6488 | #DIV/0! | #DIV/0! | 90 | #DIV/0! | 0.5 | 1 | #DIV/0! | #DIV/0! | 0 | #DIV/0!
24 | 0.4 | 4.1667e-06 | 0 | 0.01388 | 0.01388 | 0 | 0.00015131 | 0.00015131 | #DIV/0! | #DIV/0! | 25 | 0.00089021 | 997.047 | #DIV/0! | #DIV/0! | 90 | #DIV/0! | 0.5 | 1 | #DIV/0! | #DIV/0! | 0 | #DIV/0! | 24 | 0.4 | 4.1667e-06 | 0 | 0.01388 | 0.01388 | 0 | 0.00015131 | 0.00015131 | #DIV/0! | #DIV/0! | 10 | 0.0013069 | 999.7027 | #DIV/0! | #DIV/0! | 90 | #DIV/0! | 0.5 | 1 | #DIV/0! | #DIV/0! | 0 | #DIV/0! | 24 | 0.4 | 4.1667e-06 | 0 | 0.01388 | 0.01388 | 0 | 0.00015131 | 0.00015131 | #DIV/0! | #DIV/0! | 20 | 0.001002 | 998.2067 | #DIV/0! | #DIV/0! | 90 | #DIV/0! | 0.5 | 1 | #DIV/0! | #DIV/0! | 0 | #DIV/0! | 24 | 0.4 | 4.1667e-06 | 0 | 0.01388 | 0.01388 | 0 | 0.00015131 | 0.00015131 | #DIV/0! | #DIV/0! | 30 | 0.00079732 | 995.6488 | #DIV/0! | #DIV/0! | 90 | #DIV/0! | 0.5 | 1 | #DIV/0! | #DIV/0! | 0 | #DIV/0!
25 | 0.4 | 4.1667e-06 | 0 | 0.01388 | 0.01388 | 0 | 0.00015131 | 0.00015131 | #DIV/0! | #DIV/0! | 25 | 0.00089021 | 997.047 | #DIV/0! | #DIV/0! | 90 | #DIV/0! | 0.5 | 1 | #DIV/0! | #DIV/0! | 0 | #DIV/0! | 25 | 0.4 | 4.1667e-06 | 0 | 0.01388 | 0.01388 | 0 | 0.00015131 | 0.00015131 | #DIV/0! | #DIV/0! | 10 | 0.0013069 | 999.7027 | #DIV/0! | #DIV/0! | 90 | #DIV/0! | 0.5 | 1 | #DIV/0! | #DIV/0! | 0 | #DIV/0! | 25 | 0.4 | 4.1667e-06 | 0 | 0.01388 | 0.01388 | 0 | 0.00015131 | 0.00015131 | #DIV/0! | #DIV/0! | 20 | 0.001002 | 998.2067 | #DIV/0! | #DIV/0! | 90 | #DIV/0! | 0.5 | 1 | #DIV/0! | #DIV/0! | 0 | #DIV/0! | 25 | 0.4 | 4.1667e-06 | 0 | 0.01388 | 0.01388 | 0 | 0.00015131 | 0.00015131 | #DIV/0! | #DIV/0! | 30 | 0.00079732 | 995.6488 | #DIV/0! | #DIV/0! | 90 | #DIV/0! | 0.5 | 1 | #DIV/0! | #DIV/0! | 0 | #DIV/0!
26 | 0.4 | 4.1667e-06 | 0 | 0.01388 | 0.01388 | 0 | 0.00015131 | 0.00015131 | #DIV/0! | #DIV/0! | 25 | 0.00089021 | 997.047 | #DIV/0! | #DIV/0! | 90 | #DIV/0! | 0.5 | 1 | #DIV/0! | #DIV/0! | 0 | #DIV/0! | 26 | 0.4 | 4.1667e-06 | 0 | 0.01388 | 0.01388 | 0 | 0.00015131 | 0.00015131 | #DIV/0! | #DIV/0! | 10 | 0.0013069 | 999.7027 | #DIV/0! | #DIV/0! | 90 | #DIV/0! | 0.5 | 1 | #DIV/0! | #DIV/0! | 0 | #DIV/0! | 26 | 0.4 | 4.1667e-06 | 0 | 0.01388 | 0.01388 | 0 | 0.00015131 | 0.00015131 | #DIV/0! | #DIV/0! | 20 | 0.001002 | 998.2067 | #DIV/0! | #DIV/0! | 90 | #DIV/0! | 0.5 | 1 | #DIV/0! | #DIV/0! | 0 | #DIV/0! | 26 | 0.4 | 4.1667e-06 | 0 | 0.01388 | 0.01388 | 0 | 0.00015131 | 0.00015131 | #DIV/0! | #DIV/0! | 30 | 0.00079732 | 995.6488 | #DIV/0! | #DIV/0! | 90 | #DIV/0! | 0.5 | 1 | #DIV/0! | #DIV/0! | 0 | #DIV/0!
27 | 0.4 | 4.1667e-06 | 0 | 0.01388 | 0.01388 | 0 | 0.00015131 | 0.00015131 | #DIV/0! | #DIV/0! | 25 | 0.00089021 | 997.047 | #DIV/0! | #DIV/0! | 90 | #DIV/0! | 0.5 | 1 | #DIV/0! | #DIV/0! | 0 | #DIV/0! | 27 | 0.4 | 4.1667e-06 | 0 | 0.01388 | 0.01388 | 0 | 0.00015131 | 0.00015131 | #DIV/0! | #DIV/0! | 10 | 0.0013069 | 999.7027 | #DIV/0! | #DIV/0! | 90 | #DIV/0! | 0.5 | 1 | #DIV/0! | #DIV/0! | 0 | #DIV/0! | 27 | 0.4 | 4.1667e-06 | 0 | 0.01388 | 0.01388 | 0 | 0.00015131 | 0.00015131 | #DIV/0! | #DIV/0! | 20 | 0.001002 | 998.2067 | #DIV/0! | #DIV/0! | 90 | #DIV/0! | 0.5 | 1 | #DIV/0! | #DIV/0! | 0 | #DIV/0! | 27 | 0.4 | 4.1667e-06 | 0 | 0.01388 | 0.01388 | 0 | 0.00015131 | 0.00015131 | #DIV/0! | #DIV/0! | 30 | 0.00079732 | 995.6488 | #DIV/0! | #DIV/0! | 90 | #DIV/0! | 0.5 | 1 | #DIV/0! | #DIV/0! | 0 | #DIV/0!
28 | 0.4 | 4.1667e-06 | 0 | 0.01388 | 0.01388 | 0 | 0.00015131 | 0.00015131 | #DIV/0! | #DIV/0! | 25 | 0.00089021 | 997.047 | #DIV/0! | #DIV/0! | 90 | #DIV/0! | 0.5 | 1 | #DIV/0! | #DIV/0! | 0 | #DIV/0! | 28 | 0.4 | 4.1667e-06 | 0 | 0.01388 | 0.01388 | 0 | 0.00015131 | 0.00015131 | #DIV/0! | #DIV/0! | 10 | 0.0013069 | 999.7027 | #DIV/0! | #DIV/0! | 90 | #DIV/0! | 0.5 | 1 | #DIV/0! | #DIV/0! | 0 | #DIV/0! | 28 | 0.4 | 4.1667e-06 | 0 | 0.01388 | 0.01388 | 0 | 0.00015131 | 0.00015131 | #DIV/0! | #DIV/0! | 20 | 0.001002 | 998.2067 | #DIV/0! | #DIV/0! | 90 | #DIV/0! | 0.5 | 1 | #DIV/0! | #DIV/0! | 0 | #DIV/0! | 28 | 0.4 | 4.1667e-06 | 0 | 0.01388 | 0.01388 | 0 | 0.00015131 | 0.00015131 | #DIV/0! | #DIV/0! | 30 | 0.00079732 | 995.6488 | #DIV/0! | #DIV/0! | 90 | #DIV/0! | 0.5 | 1 | #DIV/0! | #DIV/0! | 0 | #DIV/0!
29 | 0.4 | 4.1667e-06 | 0 | 0.01388 | 0.01388 | 0 | 0.00015131 | 0.00015131 | #DIV/0! | #DIV/0! | 25 | 0.00089021 | 997.047 | #DIV/0! | #DIV/0! | 90 | #DIV/0! | 0.5 | 1 | #DIV/0! | #DIV/0! | 0 | #DIV/0! | 29 | 0.4 | 4.1667e-06 | 0 | 0.01388 | 0.01388 | 0 | 0.00015131 | 0.00015131 | #DIV/0! | #DIV/0! | 10 | 0.0013069 | 999.7027 | #DIV/0! | #DIV/0! | 90 | #DIV/0! | 0.5 | 1 | #DIV/0! | #DIV/0! | 0 | #DIV/0! | 29 | 0.4 | 4.1667e-06 | 0 | 0.01388 | 0.01388 | 0 | 0.00015131 | 0.00015131 | #DIV/0! | #DIV/0! | 20 | 0.001002 | 998.2067 | #DIV/0! | #DIV/0! | 90 | #DIV/0! | 0.5 | 1 | #DIV/0! | #DIV/0! | 0 | #DIV/0! | 29 | 0.4 | 4.1667e-06 | 0 | 0.01388 | 0.01388 | 0 | 0.00015131 | 0.00015131 | #DIV/0! | #DIV/0! | 30 | 0.00079732 | 995.6488 | #DIV/0! | #DIV/0! | 90 | #DIV/0! | 0.5 | 1 | #DIV/0! | #DIV/0! | 0 | #DIV/0!
30 | 0.4 | 4.1667e-06 | 0 | 0.01388 | 0.01388 | 0 | 0.00015131 | 0.00015131 | #DIV/0! | #DIV/0! | 25 | 0.00089021 | 997.047 | #DIV/0! | #DIV/0! | 90 | #DIV/0! | 0.5 | 1 | #DIV/0! | #DIV/0! | 0 | #DIV/0! | 30 | 0.4 | 4.1667e-06 | 0 | 0.01388 | 0.01388 | 0 | 0.00015131 | 0.00015131 | #DIV/0! | #DIV/0! | 10 | 0.0013069 | 999.7027 | #DIV/0! | #DIV/0! | 90 | #DIV/0! | 0.5 | 1 | #DIV/0! | #DIV/0! | 0 | #DIV/0! | 30 | 0.4 | 4.1667e-06 | 0 | 0.01388 | 0.01388 | 0 | 0.00015131 | 0.00015131 | #DIV/0! | #DIV/0! | 20 | 0.001002 | 998.2067 | #DIV/0! | #DIV/0! | 90 | #DIV/0! | 0.5 | 1 | #DIV/0! | #DIV/0! | 0 | #DIV/0! | 30 | 0.4 | 4.1667e-06 | 0 | 0.01388 | 0.01388 | 0 | 0.00015131 | 0.00015131 | #DIV/0! | #DIV/0! | 30 | 0.00079732 | 995.6488 | #DIV/0! | #DIV/0! | 90 | #DIV/0! | 0.5 | 1 | #DIV/0! | #DIV/0! | 0 | #DIV/0!
31 | 0.4 | 4.1667e-06 | 0 | 0.01388 | 0.01388 | 0 | 0.00015131 | 0.00015131 | #DIV/0! | #DIV/0! | 25 | 0.00089021 | 997.047 | #DIV/0! | #DIV/0! | 90 | #DIV/0! | 0.5 | 1 | #DIV/0! | #DIV/0! | 0 | #DIV/0! | 31 | 0.4 | 4.1667e-06 | 0 | 0.01388 | 0.01388 | 0 | 0.00015131 | 0.00015131 | #DIV/0! | #DIV/0! | 10 | 0.0013069 | 999.7027 | #DIV/0! | #DIV/0! | 90 | #DIV/0! | 0.5 | 1 | #DIV/0! | #DIV/0! | 0 | #DIV/0! | 31 | 0.4 | 4.1667e-06 | 0 | 0.01388 | 0.01388 | 0 | 0.00015131 | 0.00015131 | #DIV/0! | #DIV/0! | 20 | 0.001002 | 998.2067 | #DIV/0! | #DIV/0! | 90 | #DIV/0! | 0.5 | 1 | #DIV/0! | #DIV/0! | 0 | #DIV/0! | 31 | 0.4 | 4.1667e-06 | 0 | 0.01388 | 0.01388 | 0 | 0.00015131 | 0.00015131 | #DIV/0! | #DIV/0! | 30 | 0.00079732 | 995.6488 | #DIV/0! | #DIV/0! | 90 | #DIV/0! | 0.5 | 1 | #DIV/0! | #DIV/0! | 0 | #DIV/0!
32 | 0.4 | 4.1667e-06 | 0 | 0.01388 | 0.01388 | 0 | 0.00015131 | 0.00015131 | #DIV/0! | #DIV/0! | 25 | 0.00089021 | 997.047 | #DIV/0! | #DIV/0! | 90 | #DIV/0! | 0.5 | 1 | #DIV/0! | #DIV/0! | 0 | #DIV/0! | 32 | 0.4 | 4.1667e-06 | 0 | 0.01388 | 0.01388 | 0 | 0.00015131 | 0.00015131 | #DIV/0! | #DIV/0! | 10 | 0.0013069 | 999.7027 | #DIV/0! | #DIV/0! | 90 | #DIV/0! | 0.5 | 1 | #DIV/0! | #DIV/0! | 0 | #DIV/0! | 32 | 0.4 | 4.1667e-06 | 0 | 0.01388 | 0.01388 | 0 | 0.00015131 | 0.00015131 | #DIV/0! | #DIV/0! | 20 | 0.001002 | 998.2067 | #DIV/0! | #DIV/0! | 90 | #DIV/0! | 0.5 | 1 | #DIV/0! | #DIV/0! | 0 | #DIV/0! | 32 | 0.4 | 4.1667e-06 | 0 | 0.01388 | 0.01388 | 0 | 0.00015131 | 0.00015131 | #DIV/0! | #DIV/0! | 30 | 0.00079732 | 995.6488 | #DIV/0! | #DIV/0! | 90 | #DIV/0! | 0.5 | 1 | #DIV/0! | #DIV/0! | 0 | #DIV/0!
33 | 0.4 | 4.1667e-06 | 0 | 0.01388 | 0.01388 | 0 | 0.00015131 | 0.00015131 | #DIV/0! | #DIV/0! | 25 | 0.00089021 | 997.047 | #DIV/0! | #DIV/0! | 90 | #DIV/0! | 0.5 | 1 | #DIV/0! | #DIV/0! | 0 | #DIV/0! | 33 | 0.4 | 4.1667e-06 | 0 | 0.01388 | 0.01388 | 0 | 0.00015131 | 0.00015131 | #DIV/0! | #DIV/0! | 10 | 0.0013069 | 999.7027 | #DIV/0! | #DIV/0! | 90 | #DIV/0! | 0.5 | 1 | #DIV/0! | #DIV/0! | 0 | #DIV/0! | 33 | 0.4 | 4.1667e-06 | 0 | 0.01388 | 0.01388 | 0 | 0.00015131 | 0.00015131 | #DIV/0! | #DIV/0! | 20 | 0.001002 | 998.2067 | #DIV/0! | #DIV/0! | 90 | #DIV/0! | 0.5 | 1 | #DIV/0! | #DIV/0! | 0 | #DIV/0! | 33 | 0.4 | 4.1667e-06 | 0 | 0.01388 | 0.01388 | 0 | 0.00015131 | 0.00015131 | #DIV/0! | #DIV/0! | 30 | 0.00079732 | 995.6488 | #DIV/0! | #DIV/0! | 90 | #DIV/0! | 0.5 | 1 | #DIV/0! | #DIV/0! | 0 | #DIV/0!
34 | 0.4 | 4.1667e-06 | 0 | 0.01388 | 0.01388 | 0 | 0.00015131 | 0.00015131 | #DIV/0! | #DIV/0! | 25 | 0.00089021 | 997.047 | #DIV/0! | #DIV/0! | 90 | #DIV/0! | 0.5 | 1 | #DIV/0! | #DIV/0! | 0 | #DIV/0! | 34 | 0.4 | 4.1667e-06 | 0 | 0.01388 | 0.01388 | 0 | 0.00015131 | 0.00015131 | #DIV/0! | #DIV/0! | 10 | 0.0013069 | 999.7027 | #DIV/0! | #DIV/0! | 90 | #DIV/0! | 0.5 | 1 | #DIV/0! | #DIV/0! | 0 | #DIV/0! | 34 | 0.4 | 4.1667e-06 | 0 | 0.01388 | 0.01388 | 0 | 0.00015131 | 0.00015131 | #DIV/0! | #DIV/0! | 20 | 0.001002 | 998.2067 | #DIV/0! | #DIV/0! | 90 | #DIV/0! | 0.5 | 1 | #DIV/0! | #DIV/0! | 0 | #DIV/0! | 34 | 0.4 | 4.1667e-06 | 0 | 0.01388 | 0.01388 | 0 | 0.00015131 | 0.00015131 | #DIV/0! | #DIV/0! | 30 | 0.00079732 | 995.6488 | #DIV/0! | #DIV/0! | 90 | #DIV/0! | 0.5 | 1 | #DIV/0! | #DIV/0! | 0 | #DIV/0!
35 | 0.4 | 4.1667e-06 | 0 | 0.01388 | 0.01388 | 0 | 0.00015131 | 0.00015131 | #DIV/0! | #DIV/0! | 25 | 0.00089021 | 997.047 | #DIV/0! | #DIV/0! | 90 | #DIV/0! | 0.5 | 1 | #DIV/0! | #DIV/0! | 0 | #DIV/0! | 35 | 0.4 | 4.1667e-06 | 0 | 0.01388 | 0.01388 | 0 | 0.00015131 | 0.00015131 | #DIV/0! | #DIV/0! | 10 | 0.0013069 | 999.7027 | #DIV/0! | #DIV/0! | 90 | #DIV/0! | 0.5 | 1 | #DIV/0! | #DIV/0! | 0 | #DIV/0! | 35 | 0.4 | 4.1667e-06 | 0 | 0.01388 | 0.01388 | 0 | 0.00015131 | 0.00015131 | #DIV/0! | #DIV/0! | 20 | 0.001002 | 998.2067 | #DIV/0! | #DIV/0! | 90 | #DIV/0! | 0.5 | 1 | #DIV/0! | #DIV/0! | 0 | #DIV/0! | 35 | 0.4 | 4.1667e-06 | 0 | 0.01388 | 0.01388 | 0 | 0.00015131 | 0.00015131 | #DIV/0! | #DIV/0! | 30 | 0.00079732 | 995.6488 | #DIV/0! | #DIV/0! | 90 | #DIV/0! | 0.5 | 1 | #DIV/0! | #DIV/0! | 0 | #DIV/0!
36 | 0.4 | 4.1667e-06 | 0 | 0.01388 | 0.01388 | 0 | 0.00015131 | 0.00015131 | #DIV/0! | #DIV/0! | 25 | 0.00089021 | 997.047 | #DIV/0! | #DIV/0! | 90 | #DIV/0! | 0.5 | 1 | #DIV/0! | #DIV/0! | 0 | #DIV/0! | 36 | 0.4 | 4.1667e-06 | 0 | 0.01388 | 0.01388 | 0 | 0.00015131 | 0.00015131 | #DIV/0! | #DIV/0! | 10 | 0.0013069 | 999.7027 | #DIV/0! | #DIV/0! | 90 | #DIV/0! | 0.5 | 1 | #DIV/0! | #DIV/0! | 0 | #DIV/0! | 36 | 0.4 | 4.1667e-06 | 0 | 0.01388 | 0.01388 | 0 | 0.00015131 | 0.00015131 | #DIV/0! | #DIV/0! | 20 | 0.001002 | 998.2067 | #DIV/0! | #DIV/0! | 90 | #DIV/0! | 0.5 | 1 | #DIV/0! | #DIV/0! | 0 | #DIV/0! | 36 | 0.4 | 4.1667e-06 | 0 | 0.01388 | 0.01388 | 0 | 0.00015131 | 0.00015131 | #DIV/0! | #DIV/0! | 30 | 0.00079732 | 995.6488 | #DIV/0! | #DIV/0! | 90 | #DIV/0! | 0.5 | 1 | #DIV/0! | #DIV/0! | 0 | #DIV/0!
37 | 0.4 | 4.1667e-06 | 0 | 0.01388 | 0.01388 | 0 | 0.00015131 | 0.00015131 | #DIV/0! | #DIV/0! | 25 | 0.00089021 | 997.047 | #DIV/0! | #DIV/0! | 90 | #DIV/0! | 0.5 | 1 | #DIV/0! | #DIV/0! | 0 | #DIV/0! | 37 | 0.4 | 4.1667e-06 | 0 | 0.01388 | 0.01388 | 0 | 0.00015131 | 0.00015131 | #DIV/0! | #DIV/0! | 10 | 0.0013069 | 999.7027 | #DIV/0! | #DIV/0! | 90 | #DIV/0! | 0.5 | 1 | #DIV/0! | #DIV/0! | 0 | #DIV/0! | 37 | 0.4 | 4.1667e-06 | 0 | 0.01388 | 0.01388 | 0 | 0.00015131 | 0.00015131 | #DIV/0! | #DIV/0! | 20 | 0.001002 | 998.2067 | #DIV/0! | #DIV/0! | 90 | #DIV/0! | 0.5 | 1 | #DIV/0! | #DIV/0! | 0 | #DIV/0! | 37 | 0.4 | 4.1667e-06 | 0 | 0.01388 | 0.01388 | 0 | 0.00015131 | 0.00015131 | #DIV/0! | #DIV/0! | 30 | 0.00079732 | 995.6488 | #DIV/0! | #DIV/0! | 90 | #DIV/0! | 0.5 | 1 | #DIV/0! | #DIV/0! | 0 | #DIV/0!
38 | 0.4 | 4.1667e-06 | 0 | 0.01388 | 0.01388 | 0 | 0.00015131 | 0.00015131 | #DIV/0! | #DIV/0! | 25 | 0.00089021 | 997.047 | #DIV/0! | #DIV/0! | 90 | #DIV/0! | 0.5 | 1 | #DIV/0! | #DIV/0! | 0 | #DIV/0! | 38 | 0.4 | 4.1667e-06 | 0 | 0.01388 | 0.01388 | 0 | 0.00015131 | 0.00015131 | #DIV/0! | #DIV/0! | 10 | 0.0013069 | 999.7027 | #DIV/0! | #DIV/0! | 90 | #DIV/0! | 0.5 | 1 | #DIV/0! | #DIV/0! | 0 | #DIV/0! | 38 | 0.4 | 4.1667e-06 | 0 | 0.01388 | 0.01388 | 0 | 0.00015131 | 0.00015131 | #DIV/0! | #DIV/0! | 20 | 0.001002 | 998.2067 | #DIV/0! | #DIV/0! | 90 | #DIV/0! | 0.5 | 1 | #DIV/0! | #DIV/0! | 0 | #DIV/0! | 38 | 0.4 | 4.1667e-06 | 0 | 0.01388 | 0.01388 | 0 | 0.00015131 | 0.00015131 | #DIV/0! | #DIV/0! | 30 | 0.00079732 | 995.6488 | #DIV/0! | #DIV/0! | 90 | #DIV/0! | 0.5 | 1 | #DIV/0! | #DIV/0! | 0 | #DIV/0!
39 | 0.4 | 4.1667e-06 | 0 | 0.01388 | 0.01388 | 0 | 0.00015131 | 0.00015131 | #DIV/0! | #DIV/0! | 25 | 0.00089021 | 997.047 | #DIV/0! | #DIV/0! | 90 | #DIV/0! | 0.5 | 1 | #DIV/0! | #DIV/0! | 0 | #DIV/0! | 39 | 0.4 | 4.1667e-06 | 0 | 0.01388 | 0.01388 | 0 | 0.00015131 | 0.00015131 | #DIV/0! | #DIV/0! | 10 | 0.0013069 | 999.7027 | #DIV/0! | #DIV/0! | 90 | #DIV/0! | 0.5 | 1 | #DIV/0! | #DIV/0! | 0 | #DIV/0! | 39 | 0.4 | 4.1667e-06 | 0 | 0.01388 | 0.01388 | 0 | 0.00015131 | 0.00015131 | #DIV/0! | #DIV/0! | 20 | 0.001002 | 998.2067 | #DIV/0! | #DIV/0! | 90 | #DIV/0! | 0.5 | 1 | #DIV/0! | #DIV/0! | 0 | #DIV/0! | 39 | 0.4 | 4.1667e-06 | 0 | 0.01388 | 0.01388 | 0 | 0.00015131 | 0.00015131 | #DIV/0! | #DIV/0! | 30 | 0.00079732 | 995.6488 | #DIV/0! | #DIV/0! | 90 | #DIV/0! | 0.5 | 1 | #DIV/0! | #DIV/0! | 0 | #DIV/0!
40 | 0.4 | 4.1667e-06 | 0 | 0.01388 | 0.01388 | 0 | 0.00015131 | 0.00015131 | #DIV/0! | #DIV/0! | 25 | 0.00089021 | 997.047 | #DIV/0! | #DIV/0! | 90 | #DIV/0! | 0.5 | 1 | #DIV/0! | #DIV/0! | 0 | #DIV/0! | 40 | 0.4 | 4.1667e-06 | 0 | 0.01388 | 0.01388 | 0 | 0.00015131 | 0.00015131 | #DIV/0! | #DIV/0! | 10 | 0.0013069 | 999.7027 | #DIV/0! | #DIV/0! | 90 | #DIV/0! | 0.5 | 1 | #DIV/0! | #DIV/0! | 0 | #DIV/0! | 40 | 0.4 | 4.1667e-06 | 0 | 0.01388 | 0.01388 | 0 | 0.00015131 | 0.00015131 | #DIV/0! | #DIV/0! | 20 | 0.001002 | 998.2067 | #DIV/0! | #DIV/0! | 90 | #DIV/0! | 0.5 | 1 | #DIV/0! | #DIV/0! | 0 | #DIV/0! | 40 | 0.4 | 4.1667e-06 | 0 | 0.01388 | 0.01388 | 0 | 0.00015131 | 0.00015131 | #DIV/0! | #DIV/0! | 30 | 0.00079732 | 995.6488 | #DIV/0! | #DIV/0! | 90 | #DIV/0! | 0.5 | 1 | #DIV/0! | #DIV/0! | 0 | #DIV/0!
41 | 0.4 | 4.1667e-06 | 0 | 0.01388 | 0.01388 | 0 | 0.00015131 | 0.00015131 | #DIV/0! | #DIV/0! | 25 | 0.00089021 | 997.047 | #DIV/0! | #DIV/0! | 90 | #DIV/0! | 0.5 | 1 | #DIV/0! | #DIV/0! | 0 | #DIV/0! | 41 | 0.4 | 4.1667e-06 | 0 | 0.01388 | 0.01388 | 0 | 0.00015131 | 0.00015131 | #DIV/0! | #DIV/0! | 10 | 0.0013069 | 999.7027 | #DIV/0! | #DIV/0! | 90 | #DIV/0! | 0.5 | 1 | #DIV/0! | #DIV/0! | 0 | #DIV/0! | 41 | 0.4 | 4.1667e-06 | 0 | 0.01388 | 0.01388 | 0 | 0.00015131 | 0.00015131 | #DIV/0! | #DIV/0! | 20 | 0.001002 | 998.2067 | #DIV/0! | #DIV/0! | 90 | #DIV/0! | 0.5 | 1 | #DIV/0! | #DIV/0! | 0 | #DIV/0! | 41 | 0.4 | 4.1667e-06 | 0 | 0.01388 | 0.01388 | 0 | 0.00015131 | 0.00015131 | #DIV/0! | #DIV/0! | 30 | 0.00079732 | 995.6488 | #DIV/0! | #DIV/0! | 90 | #DIV/0! | 0.5 | 1 | #DIV/0! | #DIV/0! | 0 | #DIV/0!
42 | 0.4 | 4.1667e-06 | 0 | 0.01388 | 0.01388 | 0 | 0.00015131 | 0.00015131 | #DIV/0! | #DIV/0! | 25 | 0.00089021 | 997.047 | #DIV/0! | #DIV/0! | 90 | #DIV/0! | 0.5 | 1 | #DIV/0! | #DIV/0! | 0 | #DIV/0! | 42 | 0.4 | 4.1667e-06 | 0 | 0.01388 | 0.01388 | 0 | 0.00015131 | 0.00015131 | #DIV/0! | #DIV/0! | 10 | 0.0013069 | 999.7027 | #DIV/0! | #DIV/0! | 90 | #DIV/0! | 0.5 | 1 | #DIV/0! | #DIV/0! | 0 | #DIV/0! | 42 | 0.4 | 4.1667e-06 | 0 | 0.01388 | 0.01388 | 0 | 0.00015131 | 0.00015131 | #DIV/0! | #DIV/0! | 20 | 0.001002 | 998.2067 | #DIV/0! | #DIV/0! | 90 | #DIV/0! | 0.5 | 1 | #DIV/0! | #DIV/0! | 0 | #DIV/0! | 42 | 0.4 | 4.1667e-06 | 0 | 0.01388 | 0.01388 | 0 | 0.00015131 | 0.00015131 | #DIV/0! | #DIV/0! | 30 | 0.00079732 | 995.6488 | #DIV/0! | #DIV/0! | 90 | #DIV/0! | 0.5 | 1 | #DIV/0! | #DIV/0! | 0 | #DIV/0!
43 | 0.4 | 4.1667e-06 | 0 | 0.01388 | 0.01388 | 0 | 0.00015131 | 0.00015131 | #DIV/0! | #DIV/0! | 25 | 0.00089021 | 997.047 | #DIV/0! | #DIV/0! | 90 | #DIV/0! | 0.5 | 1 | #DIV/0! | #DIV/0! | 0 | #DIV/0! | 43 | 0.4 | 4.1667e-06 | 0 | 0.01388 | 0.01388 | 0 | 0.00015131 | 0.00015131 | #DIV/0! | #DIV/0! | 10 | 0.0013069 | 999.7027 | #DIV/0! | #DIV/0! | 90 | #DIV/0! | 0.5 | 1 | #DIV/0! | #DIV/0! | 0 | #DIV/0! | 43 | 0.4 | 4.1667e-06 | 0 | 0.01388 | 0.01388 | 0 | 0.00015131 | 0.00015131 | #DIV/0! | #DIV/0! | 20 | 0.001002 | 998.2067 | #DIV/0! | #DIV/0! | 90 | #DIV/0! | 0.5 | 1 | #DIV/0! | #DIV/0! | 0 | #DIV/0! | 43 | 0.4 | 4.1667e-06 | 0 | 0.01388 | 0.01388 | 0 | 0.00015131 | 0.00015131 | #DIV/0! | #DIV/0! | 30 | 0.00079732 | 995.6488 | #DIV/0! | #DIV/0! | 90 | #DIV/0! | 0.5 | 1 | #DIV/0! | #DIV/0! | 0 | #DIV/0!
44 | 0.4 | 4.1667e-06 | 0 | 0.01388 | 0.01388 | 0 | 0.00015131 | 0.00015131 | #DIV/0! | #DIV/0! | 25 | 0.00089021 | 997.047 | #DIV/0! | #DIV/0! | 90 | #DIV/0! | 0.5 | 1 | #DIV/0! | #DIV/0! | 0 | #DIV/0! | 44 | 0.4 | 4.1667e-06 | 0 | 0.01388 | 0.01388 | 0 | 0.00015131 | 0.00015131 | #DIV/0! | #DIV/0! | 10 | 0.0013069 | 999.7027 | #DIV/0! | #DIV/0! | 90 | #DIV/0! | 0.5 | 1 | #DIV/0! | #DIV/0! | 0 | #DIV/0! | 44 | 0.4 | 4.1667e-06 | 0 | 0.01388 | 0.01388 | 0 | 0.00015131 | 0.00015131 | #DIV/0! | #DIV/0! | 20 | 0.001002 | 998.2067 | #DIV/0! | #DIV/0! | 90 | #DIV/0! | 0.5 | 1 | #DIV/0! | #DIV/0! | 0 | #DIV/0! | 44 | 0.4 | 4.1667e-06 | 0 | 0.01388 | 0.01388 | 0 | 0.00015131 | 0.00015131 | #DIV/0! | #DIV/0! | 30 | 0.00079732 | 995.6488 | #DIV/0! | #DIV/0! | 90 | #DIV/0! | 0.5 | 1 | #DIV/0! | #DIV/0! | 0 | #DIV/0!
45 | 0.4 | 4.1667e-06 | 0 | 0.01388 | 0.01388 | 0 | 0.00015131 | 0.00015131 | #DIV/0! | #DIV/0! | 25 | 0.00089021 | 997.047 | #DIV/0! | #DIV/0! | 90 | #DIV/0! | 0.5 | 1 | #DIV/0! | #DIV/0! | 0 | #DIV/0! | 45 | 0.4 | 4.1667e-06 | 0 | 0.01388 | 0.01388 | 0 | 0.00015131 | 0.00015131 | #DIV/0! | #DIV/0! | 10 | 0.0013069 | 999.7027 | #DIV/0! | #DIV/0! | 90 | #DIV/0! | 0.5 | 1 | #DIV/0! | #DIV/0! | 0 | #DIV/0! | 45 | 0.4 | 4.1667e-06 | 0 | 0.01388 | 0.01388 | 0 | 0.00015131 | 0.00015131 | #DIV/0! | #DIV/0! | 20 | 0.001002 | 998.2067 | #DIV/0! | #DIV/0! | 90 | #DIV/0! | 0.5 | 1 | #DIV/0! | #DIV/0! | 0 | #DIV/0! | 45 | 0.4 | 4.1667e-06 | 0 | 0.01388 | 0.01388 | 0 | 0.00015131 | 0.00015131 | #DIV/0! | #DIV/0! | 30 | 0.00079732 | 995.6488 | #DIV/0! | #DIV/0! | 90 | #DIV/0! | 0.5 | 1 | #DIV/0! | #DIV/0! | 0 | #DIV/0!
46 | 0.4 | 4.1667e-06 | 0 | 0.01388 | 0.01388 | 0 | 0.00015131 | 0.00015131 | #DIV/0! | #DIV/0! | 25 | 0.00089021 | 997.047 | #DIV/0! | #DIV/0! | 90 | #DIV/0! | 0.5 | 1 | #DIV/0! | #DIV/0! | 0 | #DIV/0! | 46 | 0.4 | 4.1667e-06 | 0 | 0.01388 | 0.01388 | 0 | 0.00015131 | 0.00015131 | #DIV/0! | #DIV/0! | 10 | 0.0013069 | 999.7027 | #DIV/0! | #DIV/0! | 90 | #DIV/0! | 0.5 | 1 | #DIV/0! | #DIV/0! | 0 | #DIV/0! | 46 | 0.4 | 4.1667e-06 | 0 | 0.01388 | 0.01388 | 0 | 0.00015131 | 0.00015131 | #DIV/0! | #DIV/0! | 20 | 0.001002 | 998.2067 | #DIV/0! | #DIV/0! | 90 | #DIV/0! | 0.5 | 1 | #DIV/0! | #DIV/0! | 0 | #DIV/0! | 46 | 0.4 | 4.1667e-06 | 0 | 0.01388 | 0.01388 | 0 | 0.00015131 | 0.00015131 | #DIV/0! | #DIV/0! | 30 | 0.00079732 | 995.6488 | #DIV/0! | #DIV/0! | 90 | #DIV/0! | 0.5 | 1 | #DIV/0! | #DIV/0! | 0 | #DIV/0!
47 | 0.4 | 4.1667e-06 | 0 | 0.01388 | 0.01388 | 0 | 0.00015131 | 0.00015131 | #DIV/0! | #DIV/0! | 25 | 0.00089021 | 997.047 | #DIV/0! | #DIV/0! | 90 | #DIV/0! | 0.5 | 1 | #DIV/0! | #DIV/0! | 0 | #DIV/0! | 47 | 0.4 | 4.1667e-06 | 0 | 0.01388 | 0.01388 | 0 | 0.00015131 | 0.00015131 | #DIV/0! | #DIV/0! | 10 | 0.0013069 | 999.7027 | #DIV/0! | #DIV/0! | 90 | #DIV/0! | 0.5 | 1 | #DIV/0! | #DIV/0! | 0 | #DIV/0! | 47 | 0.4 | 4.1667e-06 | 0 | 0.01388 | 0.01388 | 0 | 0.00015131 | 0.00015131 | #DIV/0! | #DIV/0! | 20 | 0.001002 | 998.2067 | #DIV/0! | #DIV/0! | 90 | #DIV/0! | 0.5 | 1 | #DIV/0! | #DIV/0! | 0 | #DIV/0! | 47 | 0.4 | 4.1667e-06 | 0 | 0.01388 | 0.01388 | 0 | 0.00015131 | 0.00015131 | #DIV/0! | #DIV/0! | 30 | 0.00079732 | 995.6488 | #DIV/0! | #DIV/0! | 90 | #DIV/0! | 0.5 | 1 | #DIV/0! | #DIV/0! | 0 | #DIV/0!
48 | 0.4 | 4.1667e-06 | 0 | 0.01388 | 0.01388 | 0 | 0.00015131 | 0.00015131 | #DIV/0! | #DIV/0! | 25 | 0.00089021 | 997.047 | #DIV/0! | #DIV/0! | 90 | #DIV/0! | 0.5 | 1 | #DIV/0! | #DIV/0! | 0 | #DIV/0! | 48 | 0.4 | 4.1667e-06 | 0 | 0.01388 | 0.01388 | 0 | 0.00015131 | 0.00015131 | #DIV/0! | #DIV/0! | 10 | 0.0013069 | 999.7027 | #DIV/0! | #DIV/0! | 90 | #DIV/0! | 0.5 | 1 | #DIV/0! | #DIV/0! | 0 | #DIV/0! | 48 | 0.4 | 4.1667e-06 | 0 | 0.01388 | 0.01388 | 0 | 0.00015131 | 0.00015131 | #DIV/0! | #DIV/0! | 20 | 0.001002 | 998.2067 | #DIV/0! | #DIV/0! | 90 | #DIV/0! | 0.5 | 1 | #DIV/0! | #DIV/0! | 0 | #DIV/0! | 48 | 0.4 | 4.1667e-06 | 0 | 0.01388 | 0.01388 | 0 | 0.00015131 | 0.00015131 | #DIV/0! | #DIV/0! | 30 | 0.00079732 | 995.6488 | #DIV/0! | #DIV/0! | 90 | #DIV/0! | 0.5 | 1 | #DIV/0! | #DIV/0! | 0 | #DIV/0!
49 | 0.4 | 4.1667e-06 | 0 | 0.01388 | 0.01388 | 0 | 0.00015131 | 0.00015131 | #DIV/0! | #DIV/0! | 25 | 0.00089021 | 997.047 | #DIV/0! | #DIV/0! | 90 | #DIV/0! | 0.5 | 1 | #DIV/0! | #DIV/0! | 0 | #DIV/0! | 49 | 0.4 | 4.1667e-06 | 0 | 0.01388 | 0.01388 | 0 | 0.00015131 | 0.00015131 | #DIV/0! | #DIV/0! | 10 | 0.0013069 | 999.7027 | #DIV/0! | #DIV/0! | 90 | #DIV/0! | 0.5 | 1 | #DIV/0! | #DIV/0! | 0 | #DIV/0! | 49 | 0.4 | 4.1667e-06 | 0 | 0.01388 | 0.01388 | 0 | 0.00015131 | 0.00015131 | #DIV/0! | #DIV/0! | 20 | 0.001002 | 998.2067 | #DIV/0! | #DIV/0! | 90 | #DIV/0! | 0.5 | 1 | #DIV/0! | #DIV/0! | 0 | #DIV/0! | 49 | 0.4 | 4.1667e-06 | 0 | 0.01388 | 0.01388 | 0 | 0.00015131 | 0.00015131 | #DIV/0! | #DIV/0! | 30 | 0.00079732 | 995.6488 | #DIV/0! | #DIV/0! | 90 | #DIV/0! | 0.5 | 1 | #DIV/0! | #DIV/0! | 0 | #DIV/0!
50 | 0.4 | 4.1667e-06 | 0 | 0.01388 | 0.01388 | 0 | 0.00015131 | 0.00015131 | #DIV/0! | #DIV/0! | 25 | 0.00089021 | 997.047 | #DIV/0! | #DIV/0! | 90 | #DIV/0! | 0.5 | 1 | #DIV/0! | #DIV/0! | 0 | #DIV/0! | 50 | 0.4 | 4.1667e-06 | 0 | 0.01388 | 0.01388 | 0 | 0.00015131 | 0.00015131 | #DIV/0! | #DIV/0! | 10 | 0.0013069 | 999.7027 | #DIV/0! | #DIV/0! | 90 | #DIV/0! | 0.5 | 1 | #DIV/0! | #DIV/0! | 0 | #DIV/0! | 50 | 0.4 | 4.1667e-06 | 0 | 0.01388 | 0.01388 | 0 | 0.00015131 | 0.00015131 | #DIV/0! | #DIV/0! | 20 | 0.001002 | 998.2067 | #DIV/0! | #DIV/0! | 90 | #DIV/0! | 0.5 | 1 | #DIV/0! | #DIV/0! | 0 | #DIV/0! | 50 | 0.4 | 4.1667e-06 | 0 | 0.01388 | 0.01388 | 0 | 0.00015131 | 0.00015131 | #DIV/0! | #DIV/0! | 30 | 0.00079732 | 995.6488 | #DIV/0! | #DIV/0! | 90 | #DIV/0! | 0.5 | 1 | #DIV/0! | #DIV/0! | 0 | #DIV/0!
51 | 0.4 | 4.1667e-06 | 0 | 0.01388 | 0.01388 | 0 | 0.00015131 | 0.00015131 | #DIV/0! | #DIV/0! | 25 | 0.00089021 | 997.047 | #DIV/0! | #DIV/0! | 90 | #DIV/0! | 0.5 | 1 | #DIV/0! | #DIV/0! | 0 | #DIV/0! | 51 | 0.4 | 4.1667e-06 | 0 | 0.01388 | 0.01388 | 0 | 0.00015131 | 0.00015131 | #DIV/0! | #DIV/0! | 10 | 0.0013069 | 999.7027 | #DIV/0! | #DIV/0! | 90 | #DIV/0! | 0.5 | 1 | #DIV/0! | #DIV/0! | 0 | #DIV/0! | 51 | 0.4 | 4.1667e-06 | 0 | 0.01388 | 0.01388 | 0 | 0.00015131 | 0.00015131 | #DIV/0! | #DIV/0! | 20 | 0.001002 | 998.2067 | #DIV/0! | #DIV/0! | 90 | #DIV/0! | 0.5 | 1 | #DIV/0! | #DIV/0! | 0 | #DIV/0! | 51 | 0.4 | 4.1667e-06 | 0 | 0.01388 | 0.01388 | 0 | 0.00015131 | 0.00015131 | #DIV/0! | #DIV/0! | 30 | 0.00079732 | 995.6488 | #DIV/0! | #DIV/0! | 90 | #DIV/0! | 0.5 | 1 | #DIV/0! | #DIV/0! | 0 | #DIV/0!
52 | 0.4 | 4.1667e-06 | 0 | 0.01388 | 0.01388 | 0 | 0.00015131 | 0.00015131 | #DIV/0! | #DIV/0! | 25 | 0.00089021 | 997.047 | #DIV/0! | #DIV/0! | 90 | #DIV/0! | 0.5 | 1 | #DIV/0! | #DIV/0! | 0 | #DIV/0! | 52 | 0.4 | 4.1667e-06 | 0 | 0.01388 | 0.01388 | 0 | 0.00015131 | 0.00015131 | #DIV/0! | #DIV/0! | 10 | 0.0013069 | 999.7027 | #DIV/0! | #DIV/0! | 90 | #DIV/0! | 0.5 | 1 | #DIV/0! | #DIV/0! | 0 | #DIV/0! | 52 | 0.4 | 4.1667e-06 | 0 | 0.01388 | 0.01388 | 0 | 0.00015131 | 0.00015131 | #DIV/0! | #DIV/0! | 20 | 0.001002 | 998.2067 | #DIV/0! | #DIV/0! | 90 | #DIV/0! | 0.5 | 1 | #DIV/0! | #DIV/0! | 0 | #DIV/0! | 52 | 0.4 | 4.1667e-06 | 0 | 0.01388 | 0.01388 | 0 | 0.00015131 | 0.00015131 | #DIV/0! | #DIV/0! | 30 | 0.00079732 | 995.6488 | #DIV/0! | #DIV/0! | 90 | #DIV/0! | 0.5 | 1 | #DIV/0! | #DIV/0! | 0 | #DIV/0!
53 | 0.4 | 4.1667e-06 | 0 | 0.01388 | 0.01388 | 0 | 0.00015131 | 0.00015131 | #DIV/0! | #DIV/0! | 25 | 0.00089021 | 997.047 | #DIV/0! | #DIV/0! | 90 | #DIV/0! | 0.5 | 1 | #DIV/0! | #DIV/0! | 0 | #DIV/0! | 53 | 0.4 | 4.1667e-06 | 0 | 0.01388 | 0.01388 | 0 | 0.00015131 | 0.00015131 | #DIV/0! | #DIV/0! | 10 | 0.0013069 | 999.7027 | #DIV/0! | #DIV/0! | 90 | #DIV/0! | 0.5 | 1 | #DIV/0! | #DIV/0! | 0 | #DIV/0! | 53 | 0.4 | 4.1667e-06 | 0 | 0.01388 | 0.01388 | 0 | 0.00015131 | 0.00015131 | #DIV/0! | #DIV/0! | 20 | 0.001002 | 998.2067 | #DIV/0! | #DIV/0! | 90 | #DIV/0! | 0.5 | 1 | #DIV/0! | #DIV/0! | 0 | #DIV/0! | 53 | 0.4 | 4.1667e-06 | 0 | 0.01388 | 0.01388 | 0 | 0.00015131 | 0.00015131 | #DIV/0! | #DIV/0! | 30 | 0.00079732 | 995.6488 | #DIV/0! | #DIV/0! | 90 | #DIV/0! | 0.5 | 1 | #DIV/0! | #DIV/0! | 0 | #DIV/0!
54 | 0.4 | 4.1667e-06 | 0 | 0.01388 | 0.01388 | 0 | 0.00015131 | 0.00015131 | #DIV/0! | #DIV/0! | 25 | 0.00089021 | 997.047 | #DIV/0! | #DIV/0! | 90 | #DIV/0! | 0.5 | 1 | #DIV/0! | #DIV/0! | 0 | #DIV/0! | 54 | 0.4 | 4.1667e-06 | 0 | 0.01388 | 0.01388 | 0 | 0.00015131 | 0.00015131 | #DIV/0! | #DIV/0! | 10 | 0.0013069 | 999.7027 | #DIV/0! | #DIV/0! | 90 | #DIV/0! | 0.5 | 1 | #DIV/0! | #DIV/0! | 0 | #DIV/0! | 54 | 0.4 | 4.1667e-06 | 0 | 0.01388 | 0.01388 | 0 | 0.00015131 | 0.00015131 | #DIV/0! | #DIV/0! | 20 | 0.001002 | 998.2067 | #DIV/0! | #DIV/0! | 90 | #DIV/0! | 0.5 | 1 | #DIV/0! | #DIV/0! | 0 | #DIV/0! | 54 | 0.4 | 4.1667e-06 | 0 | 0.01388 | 0.01388 | 0 | 0.00015131 | 0.00015131 | #DIV/0! | #DIV/0! | 30 | 0.00079732 | 995.6488 | #DIV/0! | #DIV/0! | 90 | #DIV/0! | 0.5 | 1 | #DIV/0! | #DIV/0! | 0 | #DIV/0!
55 | 0.4 | 4.1667e-06 | 0 | 0.01388 | 0.01388 | 0 | 0.00015131 | 0.00015131 | #DIV/0! | #DIV/0! | 25 | 0.00089021 | 997.047 | #DIV/0! | #DIV/0! | 90 | #DIV/0! | 0.5 | 1 | #DIV/0! | #DIV/0! | 0 | #DIV/0! | 55 | 0.4 | 4.1667e-06 | 0 | 0.01388 | 0.01388 | 0 | 0.00015131 | 0.00015131 | #DIV/0! | #DIV/0! | 10 | 0.0013069 | 999.7027 | #DIV/0! | #DIV/0! | 90 | #DIV/0! | 0.5 | 1 | #DIV/0! | #DIV/0! | 0 | #DIV/0! | 55 | 0.4 | 4.1667e-06 | 0 | 0.01388 | 0.01388 | 0 | 0.00015131 | 0.00015131 | #DIV/0! | #DIV/0! | 20 | 0.001002 | 998.2067 | #DIV/0! | #DIV/0! | 90 | #DIV/0! | 0.5 | 1 | #DIV/0! | #DIV/0! | 0 | #DIV/0! | 55 | 0.4 | 4.1667e-06 | 0 | 0.01388 | 0.01388 | 0 | 0.00015131 | 0.00015131 | #DIV/0! | #DIV/0! | 30 | 0.00079732 | 995.6488 | #DIV/0! | #DIV/0! | 90 | #DIV/0! | 0.5 | 1 | #DIV/0! | #DIV/0! | 0 | #DIV/0!
56 | 0.4 | 4.1667e-06 | 0 | 0.01388 | 0.01388 | 0 | 0.00015131 | 0.00015131 | #DIV/0! | #DIV/0! | 25 | 0.00089021 | 997.047 | #DIV/0! | #DIV/0! | 90 | #DIV/0! | 0.5 | 1 | #DIV/0! | #DIV/0! | 0 | #DIV/0! | 56 | 0.4 | 4.1667e-06 | 0 | 0.01388 | 0.01388 | 0 | 0.00015131 | 0.00015131 | #DIV/0! | #DIV/0! | 10 | 0.0013069 | 999.7027 | #DIV/0! | #DIV/0! | 90 | #DIV/0! | 0.5 | 1 | #DIV/0! | #DIV/0! | 0 | #DIV/0! | 56 | 0.4 | 4.1667e-06 | 0 | 0.01388 | 0.01388 | 0 | 0.00015131 | 0.00015131 | #DIV/0! | #DIV/0! | 20 | 0.001002 | 998.2067 | #DIV/0! | #DIV/0! | 90 | #DIV/0! | 0.5 | 1 | #DIV/0! | #DIV/0! | 0 | #DIV/0! | 56 | 0.4 | 4.1667e-06 | 0 | 0.01388 | 0.01388 | 0 | 0.00015131 | 0.00015131 | #DIV/0! | #DIV/0! | 30 | 0.00079732 | 995.6488 | #DIV/0! | #DIV/0! | 90 | #DIV/0! | 0.5 | 1 | #DIV/0! | #DIV/0! | 0 | #DIV/0!
57 | 0.4 | 4.1667e-06 | 0 | 0.01388 | 0.01388 | 0 | 0.00015131 | 0.00015131 | #DIV/0! | #DIV/0! | 25 | 0.00089021 | 997.047 | #DIV/0! | #DIV/0! | 90 | #DIV/0! | 0.5 | 1 | #DIV/0! | #DIV/0! | 0 | #DIV/0! | 57 | 0.4 | 4.1667e-06 | 0 | 0.01388 | 0.01388 | 0 | 0.00015131 | 0.00015131 | #DIV/0! | #DIV/0! | 10 | 0.0013069 | 999.7027 | #DIV/0! | #DIV/0! | 90 | #DIV/0! | 0.5 | 1 | #DIV/0! | #DIV/0! | 0 | #DIV/0! | 57 | 0.4 | 4.1667e-06 | 0 | 0.01388 | 0.01388 | 0 | 0.00015131 | 0.00015131 | #DIV/0! | #DIV/0! | 20 | 0.001002 | 998.2067 | #DIV/0! | #DIV/0! | 90 | #DIV/0! | 0.5 | 1 | #DIV/0! | #DIV/0! | 0 | #DIV/0! | 57 | 0.4 | 4.1667e-06 | 0 | 0.01388 | 0.01388 | 0 | 0.00015131 | 0.00015131 | #DIV/0! | #DIV/0! | 30 | 0.00079732 | 995.6488 | #DIV/0! | #DIV/0! | 90 | #DIV/0! | 0.5 | 1 | #DIV/0! | #DIV/0! | 0 | #DIV/0!
58 | 0.4 | 4.1667e-06 | 0 | 0.01388 | 0.01388 | 0 | 0.00015131 | 0.00015131 | #DIV/0! | #DIV/0! | 25 | 0.00089021 | 997.047 | #DIV/0! | #DIV/0! | 90 | #DIV/0! | 0.5 | 1 | #DIV/0! | #DIV/0! | 0 | #DIV/0! | 58 | 0.4 | 4.1667e-06 | 0 | 0.01388 | 0.01388 | 0 | 0.00015131 | 0.00015131 | #DIV/0! | #DIV/0! | 10 | 0.0013069 | 999.7027 | #DIV/0! | #DIV/0! | 90 | #DIV/0! | 0.5 | 1 | #DIV/0! | #DIV/0! | 0 | #DIV/0! | 58 | 0.4 | 4.1667e-06 | 0 | 0.01388 | 0.01388 | 0 | 0.00015131 | 0.00015131 | #DIV/0! | #DIV/0! | 20 | 0.001002 | 998.2067 | #DIV/0! | #DIV/0! | 90 | #DIV/0! | 0.5 | 1 | #DIV/0! | #DIV/0! | 0 | #DIV/0! | 58 | 0.4 | 4.1667e-06 | 0 | 0.01388 | 0.01388 | 0 | 0.00015131 | 0.00015131 | #DIV/0! | #DIV/0! | 30 | 0.00079732 | 995.6488 | #DIV/0! | #DIV/0! | 90 | #DIV/0! | 0.5 | 1 | #DIV/0! | #DIV/0! | 0 | #DIV/0!
59 | 0.4 | 4.1667e-06 | 0 | 0.01388 | 0.01388 | 0 | 0.00015131 | 0.00015131 | #DIV/0! | #DIV/0! | 25 | 0.00089021 | 997.047 | #DIV/0! | #DIV/0! | 90 | #DIV/0! | 0.5 | 1 | #DIV/0! | #DIV/0! | 0 | #DIV/0! | 59 | 0.4 | 4.1667e-06 | 0 | 0.01388 | 0.01388 | 0 | 0.00015131 | 0.00015131 | #DIV/0! | #DIV/0! | 10 | 0.0013069 | 999.7027 | #DIV/0! | #DIV/0! | 90 | #DIV/0! | 0.5 | 1 | #DIV/0! | #DIV/0! | 0 | #DIV/0! | 59 | 0.4 | 4.1667e-06 | 0 | 0.01388 | 0.01388 | 0 | 0.00015131 | 0.00015131 | #DIV/0! | #DIV/0! | 20 | 0.001002 | 998.2067 | #DIV/0! | #DIV/0! | 90 | #DIV/0! | 0.5 | 1 | #DIV/0! | #DIV/0! | 0 | #DIV/0! | 59 | 0.4 | 4.1667e-06 | 0 | 0.01388 | 0.01388 | 0 | 0.00015131 | 0.00015131 | #DIV/0! | #DIV/0! | 30 | 0.00079732 | 995.6488 | #DIV/0! | #DIV/0! | 90 | #DIV/0! | 0.5 | 1 | #DIV/0! | #DIV/0! | 0 | #DIV/0!
60 | 0.4 | 4.1667e-06 | 0 | 0.01388 | 0.01388 | 0 | 0.00015131 | 0.00015131 | #DIV/0! | #DIV/0! | 25 | 0.00089021 | 997.047 | #DIV/0! | #DIV/0! | 90 | #DIV/0! | 0.5 | 1 | #DIV/0! | #DIV/0! | 0 | #DIV/0! | 60 | 0.4 | 4.1667e-06 | 0 | 0.01388 | 0.01388 | 0 | 0.00015131 | 0.00015131 | #DIV/0! | #DIV/0! | 10 | 0.0013069 | 999.7027 | #DIV/0! | #DIV/0! | 90 | #DIV/0! | 0.5 | 1 | #DIV/0! | #DIV/0! | 0 | #DIV/0! | 60 | 0.4 | 4.1667e-06 | 0 | 0.01388 | 0.01388 | 0 | 0.00015131 | 0.00015131 | #DIV/0! | #DIV/0! | 20 | 0.001002 | 998.2067 | #DIV/0! | #DIV/0! | 90 | #DIV/0! | 0.5 | 1 | #DIV/0! | #DIV/0! | 0 | #DIV/0! | 60 | 0.4 | 4.1667e-06 | 0 | 0.01388 | 0.01388 | 0 | 0.00015131 | 0.00015131 | #DIV/0! | #DIV/0! | 30 | 0.00079732 | 995.6488 | #DIV/0! | #DIV/0! | 90 | #DIV/0! | 0.5 | 1 | #DIV/0! | #DIV/0! | 0 | #DIV/0!
1 | 0.6 | 6.25e-06 | 0 | 0.01388 | 0.01388 | 0 | 0.00015131 | 0.00015131 | #DIV/0! | #DIV/0! | 25 | 0.00089021 | 997.047 | #DIV/0! | #DIV/0! | 90 | #DIV/0! | 0.5 | 1 | #DIV/0! | #DIV/0! | 0 | #DIV/0! | 1 | 0.6 | 6.25e-06 | 0 | 0.01388 | 0.01388 | 0 | 0.00015131 | 0.00015131 | #DIV/0! | #DIV/0! | 10 | 0.0013069 | 999.7027 | #DIV/0! | #DIV/0! | 90 | #DIV/0! | 0.5 | 1 | #DIV/0! | #DIV/0! | 0 | #DIV/0! | 1 | 0.6 | 6.25e-06 | 0 | 0.01388 | 0.01388 | 0 | 0.00015131 | 0.00015131 | #DIV/0! | #DIV/0! | 20 | 0.001002 | 998.2067 | #DIV/0! | #DIV/0! | 90 | #DIV/0! | 0.5 | 1 | #DIV/0! | #DIV/0! | 0 | #DIV/0! | 1 | 0.6 | 6.25e-06 | 0 | 0.01388 | 0.01388 | 0 | 0.00015131 | 0.00015131 | #DIV/0! | #DIV/0! | 30 | 0.00079732 | 995.6488 | #DIV/0! | #DIV/0! | 90 | #DIV/0! | 0.5 | 1 | #DIV/0! | #DIV/0! | 0 | #DIV/0!
2 | 0.6 | 6.25e-06 | 0 | 0.01388 | 0.01388 | 0 | 0.00015131 | 0.00015131 | #DIV/0! | #DIV/0! | 25 | 0.00089021 | 997.047 | #DIV/0! | #DIV/0! | 90 | #DIV/0! | 0.5 | 1 | #DIV/0! | #DIV/0! | 0 | #DIV/0! | 2 | 0.6 | 6.25e-06 | 0 | 0.01388 | 0.01388 | 0 | 0.00015131 | 0.00015131 | #DIV/0! | #DIV/0! | 10 | 0.0013069 | 999.7027 | #DIV/0! | #DIV/0! | 90 | #DIV/0! | 0.5 | 1 | #DIV/0! | #DIV/0! | 0 | #DIV/0! | 2 | 0.6 | 6.25e-06 | 0 | 0.01388 | 0.01388 | 0 | 0.00015131 | 0.00015131 | #DIV/0! | #DIV/0! | 20 | 0.001002 | 998.2067 | #DIV/0! | #DIV/0! | 90 | #DIV/0! | 0.5 | 1 | #DIV/0! | #DIV/0! | 0 | #DIV/0! | 2 | 0.6 | 6.25e-06 | 0 | 0.01388 | 0.01388 | 0 | 0.00015131 | 0.00015131 | #DIV/0! | #DIV/0! | 30 | 0.00079732 | 995.6488 | #DIV/0! | #DIV/0! | 90 | #DIV/0! | 0.5 | 1 | #DIV/0! | #DIV/0! | 0 | #DIV/0!
3 | 0.6 | 6.25e-06 | 0 | 0.01388 | 0.01388 | 0 | 0.00015131 | 0.00015131 | #DIV/0! | #DIV/0! | 25 | 0.00089021 | 997.047 | #DIV/0! | #DIV/0! | 90 | #DIV/0! | 0.5 | 1 | #DIV/0! | #DIV/0! | 0 | #DIV/0! | 3 | 0.6 | 6.25e-06 | 0 | 0.01388 | 0.01388 | 0 | 0.00015131 | 0.00015131 | #DIV/0! | #DIV/0! | 10 | 0.0013069 | 999.7027 | #DIV/0! | #DIV/0! | 90 | #DIV/0! | 0.5 | 1 | #DIV/0! | #DIV/0! | 0 | #DIV/0! | 3 | 0.6 | 6.25e-06 | 0 | 0.01388 | 0.01388 | 0 | 0.00015131 | 0.00015131 | #DIV/0! | #DIV/0! | 20 | 0.001002 | 998.2067 | #DIV/0! | #DIV/0! | 90 | #DIV/0! | 0.5 | 1 | #DIV/0! | #DIV/0! | 0 | #DIV/0! | 3 | 0.6 | 6.25e-06 | 0 | 0.01388 | 0.01388 | 0 | 0.00015131 | 0.00015131 | #DIV/0! | #DIV/0! | 30 | 0.00079732 | 995.6488 | #DIV/0! | #DIV/0! | 90 | #DIV/0! | 0.5 | 1 | #DIV/0! | #DIV/0! | 0 | #DIV/0!
4 | 0.6 | 6.25e-06 | 0 | 0.01388 | 0.01388 | 0 | 0.00015131 | 0.00015131 | #DIV/0! | #DIV/0! | 25 | 0.00089021 | 997.047 | #DIV/0! | #DIV/0! | 90 | #DIV/0! | 0.5 | 1 | #DIV/0! | #DIV/0! | 0 | #DIV/0! | 4 | 0.6 | 6.25e-06 | 0 | 0.01388 | 0.01388 | 0 | 0.00015131 | 0.00015131 | #DIV/0! | #DIV/0! | 10 | 0.0013069 | 999.7027 | #DIV/0! | #DIV/0! | 90 | #DIV/0! | 0.5 | 1 | #DIV/0! | #DIV/0! | 0 | #DIV/0! | 4 | 0.6 | 6.25e-06 | 0 | 0.01388 | 0.01388 | 0 | 0.00015131 | 0.00015131 | #DIV/0! | #DIV/0! | 20 | 0.001002 | 998.2067 | #DIV/0! | #DIV/0! | 90 | #DIV/0! | 0.5 | 1 | #DIV/0! | #DIV/0! | 0 | #DIV/0! | 4 | 0.6 | 6.25e-06 | 0 | 0.01388 | 0.01388 | 0 | 0.00015131 | 0.00015131 | #DIV/0! | #DIV/0! | 30 | 0.00079732 | 995.6488 | #DIV/0! | #DIV/0! | 90 | #DIV/0! | 0.5 | 1 | #DIV/0! | #DIV/0! | 0 | #DIV/0!
5 | 0.6 | 6.25e-06 | 0 | 0.01388 | 0.01388 | 0 | 0.00015131 | 0.00015131 | #DIV/0! | #DIV/0! | 25 | 0.00089021 | 997.047 | #DIV/0! | #DIV/0! | 90 | #DIV/0! | 0.5 | 1 | #DIV/0! | #DIV/0! | 0 | #DIV/0! | 5 | 0.6 | 6.25e-06 | 0 | 0.01388 | 0.01388 | 0 | 0.00015131 | 0.00015131 | #DIV/0! | #DIV/0! | 10 | 0.0013069 | 999.7027 | #DIV/0! | #DIV/0! | 90 | #DIV/0! | 0.5 | 1 | #DIV/0! | #DIV/0! | 0 | #DIV/0! | 5 | 0.6 | 6.25e-06 | 0 | 0.01388 | 0.01388 | 0 | 0.00015131 | 0.00015131 | #DIV/0! | #DIV/0! | 20 | 0.001002 | 998.2067 | #DIV/0! | #DIV/0! | 90 | #DIV/0! | 0.5 | 1 | #DIV/0! | #DIV/0! | 0 | #DIV/0! | 5 | 0.6 | 6.25e-06 | 0 | 0.01388 | 0.01388 | 0 | 0.00015131 | 0.00015131 | #DIV/0! | #DIV/0! | 30 | 0.00079732 | 995.6488 | #DIV/0! | #DIV/0! | 90 | #DIV/0! | 0.5 | 1 | #DIV/0! | #DIV/0! | 0 | #DIV/0!
6 | 0.6 | 6.25e-06 | 0 | 0.01388 | 0.01388 | 0 | 0.00015131 | 0.00015131 | #DIV/0! | #DIV/0! | 25 | 0.00089021 | 997.047 | #DIV/0! | #DIV/0! | 90 | #DIV/0! | 0.5 | 1 | #DIV/0! | #DIV/0! | 0 | #DIV/0! | 6 | 0.6 | 6.25e-06 | 0 | 0.01388 | 0.01388 | 0 | 0.00015131 | 0.00015131 | #DIV/0! | #DIV/0! | 10 | 0.0013069 | 999.7027 | #DIV/0! | #DIV/0! | 90 | #DIV/0! | 0.5 | 1 | #DIV/0! | #DIV/0! | 0 | #DIV/0! | 6 | 0.6 | 6.25e-06 | 0 | 0.01388 | 0.01388 | 0 | 0.00015131 | 0.00015131 | #DIV/0! | #DIV/0! | 20 | 0.001002 | 998.2067 | #DIV/0! | #DIV/0! | 90 | #DIV/0! | 0.5 | 1 | #DIV/0! | #DIV/0! | 0 | #DIV/0! | 6 | 0.6 | 6.25e-06 | 0 | 0.01388 | 0.01388 | 0 | 0.00015131 | 0.00015131 | #DIV/0! | #DIV/0! | 30 | 0.00079732 | 995.6488 | #DIV/0! | #DIV/0! | 90 | #DIV/0! | 0.5 | 1 | #DIV/0! | #DIV/0! | 0 | #DIV/0!
7 | 0.6 | 6.25e-06 | 0 | 0.01388 | 0.01388 | 0 | 0.00015131 | 0.00015131 | #DIV/0! | #DIV/0! | 25 | 0.00089021 | 997.047 | #DIV/0! | #DIV/0! | 90 | #DIV/0! | 0.5 | 1 | #DIV/0! | #DIV/0! | 0 | #DIV/0! | 7 | 0.6 | 6.25e-06 | 0 | 0.01388 | 0.01388 | 0 | 0.00015131 | 0.00015131 | #DIV/0! | #DIV/0! | 10 | 0.0013069 | 999.7027 | #DIV/0! | #DIV/0! | 90 | #DIV/0! | 0.5 | 1 | #DIV/0! | #DIV/0! | 0 | #DIV/0! | 7 | 0.6 | 6.25e-06 | 0 | 0.01388 | 0.01388 | 0 | 0.00015131 | 0.00015131 | #DIV/0! | #DIV/0! | 20 | 0.001002 | 998.2067 | #DIV/0! | #DIV/0! | 90 | #DIV/0! | 0.5 | 1 | #DIV/0! | #DIV/0! | 0 | #DIV/0! | 7 | 0.6 | 6.25e-06 | 0 | 0.01388 | 0.01388 | 0 | 0.00015131 | 0.00015131 | #DIV/0! | #DIV/0! | 30 | 0.00079732 | 995.6488 | #DIV/0! | #DIV/0! | 90 | #DIV/0! | 0.5 | 1 | #DIV/0! | #DIV/0! | 0 | #DIV/0!
8 | 0.6 | 6.25e-06 | 0 | 0.01388 | 0.01388 | 0 | 0.00015131 | 0.00015131 | #DIV/0! | #DIV/0! | 25 | 0.00089021 | 997.047 | #DIV/0! | #DIV/0! | 90 | #DIV/0! | 0.5 | 1 | #DIV/0! | #DIV/0! | 0 | #DIV/0! | 8 | 0.6 | 6.25e-06 | 0 | 0.01388 | 0.01388 | 0 | 0.00015131 | 0.00015131 | #DIV/0! | #DIV/0! | 10 | 0.0013069 | 999.7027 | #DIV/0! | #DIV/0! | 90 | #DIV/0! | 0.5 | 1 | #DIV/0! | #DIV/0! | 0 | #DIV/0! | 8 | 0.6 | 6.25e-06 | 0 | 0.01388 | 0.01388 | 0 | 0.00015131 | 0.00015131 | #DIV/0! | #DIV/0! | 20 | 0.001002 | 998.2067 | #DIV/0! | #DIV/0! | 90 | #DIV/0! | 0.5 | 1 | #DIV/0! | #DIV/0! | 0 | #DIV/0! | 8 | 0.6 | 6.25e-06 | 0 | 0.01388 | 0.01388 | 0 | 0.00015131 | 0.00015131 | #DIV/0! | #DIV/0! | 30 | 0.00079732 | 995.6488 | #DIV/0! | #DIV/0! | 90 | #DIV/0! | 0.5 | 1 | #DIV/0! | #DIV/0! | 0 | #DIV/0!
9 | 0.6 | 6.25e-06 | 0 | 0.01388 | 0.01388 | 0 | 0.00015131 | 0.00015131 | #DIV/0! | #DIV/0! | 25 | 0.00089021 | 997.047 | #DIV/0! | #DIV/0! | 90 | #DIV/0! | 0.5 | 1 | #DIV/0! | #DIV/0! | 0 | #DIV/0! | 9 | 0.6 | 6.25e-06 | 0 | 0.01388 | 0.01388 | 0 | 0.00015131 | 0.00015131 | #DIV/0! | #DIV/0! | 10 | 0.0013069 | 999.7027 | #DIV/0! | #DIV/0! | 90 | #DIV/0! | 0.5 | 1 | #DIV/0! | #DIV/0! | 0 | #DIV/0! | 9 | 0.6 | 6.25e-06 | 0 | 0.01388 | 0.01388 | 0 | 0.00015131 | 0.00015131 | #DIV/0! | #DIV/0! | 20 | 0.001002 | 998.2067 | #DIV/0! | #DIV/0! | 90 | #DIV/0! | 0.5 | 1 | #DIV/0! | #DIV/0! | 0 | #DIV/0! | 9 | 0.6 | 6.25e-06 | 0 | 0.01388 | 0.01388 | 0 | 0.00015131 | 0.00015131 | #DIV/0! | #DIV/0! | 30 | 0.00079732 | 995.6488 | #DIV/0! | #DIV/0! | 90 | #DIV/0! | 0.5 | 1 | #DIV/0! | #DIV/0! | 0 | #DIV/0!
10 | 0.6 | 6.25e-06 | 0 | 0.01388 | 0.01388 | 0 | 0.00015131 | 0.00015131 | #DIV/0! | #DIV/0! | 25 | 0.00089021 | 997.047 | #DIV/0! | #DIV/0! | 90 | #DIV/0! | 0.5 | 1 | #DIV/0! | #DIV/0! | 0 | #DIV/0! | 10 | 0.6 | 6.25e-06 | 0 | 0.01388 | 0.01388 | 0 | 0.00015131 | 0.00015131 | #DIV/0! | #DIV/0! | 10 | 0.0013069 | 999.7027 | #DIV/0! | #DIV/0! | 90 | #DIV/0! | 0.5 | 1 | #DIV/0! | #DIV/0! | 0 | #DIV/0! | 10 | 0.6 | 6.25e-06 | 0 | 0.01388 | 0.01388 | 0 | 0.00015131 | 0.00015131 | #DIV/0! | #DIV/0! | 20 | 0.001002 | 998.2067 | #DIV/0! | #DIV/0! | 90 | #DIV/0! | 0.5 | 1 | #DIV/0! | #DIV/0! | 0 | #DIV/0! | 10 | 0.6 | 6.25e-06 | 0 | 0.01388 | 0.01388 | 0 | 0.00015131 | 0.00015131 | #DIV/0! | #DIV/0! | 30 | 0.00079732 | 995.6488 | #DIV/0! | #DIV/0! | 90 | #DIV/0! | 0.5 | 1 | #DIV/0! | #DIV/0! | 0 | #DIV/0!
11 | 0.6 | 6.25e-06 | 0 | 0.01388 | 0.01388 | 0 | 0.00015131 | 0.00015131 | #DIV/0! | #DIV/0! | 25 | 0.00089021 | 997.047 | #DIV/0! | #DIV/0! | 90 | #DIV/0! | 0.5 | 1 | #DIV/0! | #DIV/0! | 0 | #DIV/0! | 11 | 0.6 | 6.25e-06 | 0 | 0.01388 | 0.01388 | 0 | 0.00015131 | 0.00015131 | #DIV/0! | #DIV/0! | 10 | 0.0013069 | 999.7027 | #DIV/0! | #DIV/0! | 90 | #DIV/0! | 0.5 | 1 | #DIV/0! | #DIV/0! | 0 | #DIV/0! | 11 | 0.6 | 6.25e-06 | 0 | 0.01388 | 0.01388 | 0 | 0.00015131 | 0.00015131 | #DIV/0! | #DIV/0! | 20 | 0.001002 | 998.2067 | #DIV/0! | #DIV/0! | 90 | #DIV/0! | 0.5 | 1 | #DIV/0! | #DIV/0! | 0 | #DIV/0! | 11 | 0.6 | 6.25e-06 | 0 | 0.01388 | 0.01388 | 0 | 0.00015131 | 0.00015131 | #DIV/0! | #DIV/0! | 30 | 0.00079732 | 995.6488 | #DIV/0! | #DIV/0! | 90 | #DIV/0! | 0.5 | 1 | #DIV/0! | #DIV/0! | 0 | #DIV/0!
12 | 0.6 | 6.25e-06 | 0 | 0.01388 | 0.01388 | 0 | 0.00015131 | 0.00015131 | #DIV/0! | #DIV/0! | 25 | 0.00089021 | 997.047 | #DIV/0! | #DIV/0! | 90 | #DIV/0! | 0.5 | 1 | #DIV/0! | #DIV/0! | 0 | #DIV/0! | 12 | 0.6 | 6.25e-06 | 0 | 0.01388 | 0.01388 | 0 | 0.00015131 | 0.00015131 | #DIV/0! | #DIV/0! | 10 | 0.0013069 | 999.7027 | #DIV/0! | #DIV/0! | 90 | #DIV/0! | 0.5 | 1 | #DIV/0! | #DIV/0! | 0 | #DIV/0! | 12 | 0.6 | 6.25e-06 | 0 | 0.01388 | 0.01388 | 0 | 0.00015131 | 0.00015131 | #DIV/0! | #DIV/0! | 20 | 0.001002 | 998.2067 | #DIV/0! | #DIV/0! | 90 | #DIV/0! | 0.5 | 1 | #DIV/0! | #DIV/0! | 0 | #DIV/0! | 12 | 0.6 | 6.25e-06 | 0 | 0.01388 | 0.01388 | 0 | 0.00015131 | 0.00015131 | #DIV/0! | #DIV/0! | 30 | 0.00079732 | 995.6488 | #DIV/0! | #DIV/0! | 90 | #DIV/0! | 0.5 | 1 | #DIV/0! | #DIV/0! | 0 | #DIV/0!
13 | 0.6 | 6.25e-06 | 0 | 0.01388 | 0.01388 | 0 | 0.00015131 | 0.00015131 | #DIV/0! | #DIV/0! | 25 | 0.00089021 | 997.047 | #DIV/0! | #DIV/0! | 90 | #DIV/0! | 0.5 | 1 | #DIV/0! | #DIV/0! | 0 | #DIV/0! | 13 | 0.6 | 6.25e-06 | 0 | 0.01388 | 0.01388 | 0 | 0.00015131 | 0.00015131 | #DIV/0! | #DIV/0! | 10 | 0.0013069 | 999.7027 | #DIV/0! | #DIV/0! | 90 | #DIV/0! | 0.5 | 1 | #DIV/0! | #DIV/0! | 0 | #DIV/0! | 13 | 0.6 | 6.25e-06 | 0 | 0.01388 | 0.01388 | 0 | 0.00015131 | 0.00015131 | #DIV/0! | #DIV/0! | 20 | 0.001002 | 998.2067 | #DIV/0! | #DIV/0! | 90 | #DIV/0! | 0.5 | 1 | #DIV/0! | #DIV/0! | 0 | #DIV/0! | 13 | 0.6 | 6.25e-06 | 0 | 0.01388 | 0.01388 | 0 | 0.00015131 | 0.00015131 | #DIV/0! | #DIV/0! | 30 | 0.00079732 | 995.6488 | #DIV/0! | #DIV/0! | 90 | #DIV/0! | 0.5 | 1 | #DIV/0! | #DIV/0! | 0 | #DIV/0!
14 | 0.6 | 6.25e-06 | 0 | 0.01388 | 0.01388 | 0 | 0.00015131 | 0.00015131 | #DIV/0! | #DIV/0! | 25 | 0.00089021 | 997.047 | #DIV/0! | #DIV/0! | 90 | #DIV/0! | 0.5 | 1 | #DIV/0! | #DIV/0! | 0 | #DIV/0! | 14 | 0.6 | 6.25e-06 | 0 | 0.01388 | 0.01388 | 0 | 0.00015131 | 0.00015131 | #DIV/0! | #DIV/0! | 10 | 0.0013069 | 999.7027 | #DIV/0! | #DIV/0! | 90 | #DIV/0! | 0.5 | 1 | #DIV/0! | #DIV/0! | 0 | #DIV/0! | 14 | 0.6 | 6.25e-06 | 0 | 0.01388 | 0.01388 | 0 | 0.00015131 | 0.00015131 | #DIV/0! | #DIV/0! | 20 | 0.001002 | 998.2067 | #DIV/0! | #DIV/0! | 90 | #DIV/0! | 0.5 | 1 | #DIV/0! | #DIV/0! | 0 | #DIV/0! | 14 | 0.6 | 6.25e-06 | 0 | 0.01388 | 0.01388 | 0 | 0.00015131 | 0.00015131 | #DIV/0! | #DIV/0! | 30 | 0.00079732 | 995.6488 | #DIV/0! | #DIV/0! | 90 | #DIV/0! | 0.5 | 1 | #DIV/0! | #DIV/0! | 0 | #DIV/0!
15 | 0.6 | 6.25e-06 | 0 | 0.01388 | 0.01388 | 0 | 0.00015131 | 0.00015131 | #DIV/0! | #DIV/0! | 25 | 0.00089021 | 997.047 | #DIV/0! | #DIV/0! | 90 | #DIV/0! | 0.5 | 1 | #DIV/0! | #DIV/0! | 0 | #DIV/0! | 15 | 0.6 | 6.25e-06 | 0 | 0.01388 | 0.01388 | 0 | 0.00015131 | 0.00015131 | #DIV/0! | #DIV/0! | 10 | 0.0013069 | 999.7027 | #DIV/0! | #DIV/0! | 90 | #DIV/0! | 0.5 | 1 | #DIV/0! | #DIV/0! | 0 | #DIV/0! | 15 | 0.6 | 6.25e-06 | 0 | 0.01388 | 0.01388 | 0 | 0.00015131 | 0.00015131 | #DIV/0! | #DIV/0! | 20 | 0.001002 | 998.2067 | #DIV/0! | #DIV/0! | 90 | #DIV/0! | 0.5 | 1 | #DIV/0! | #DIV/0! | 0 | #DIV/0! | 15 | 0.6 | 6.25e-06 | 0 | 0.01388 | 0.01388 | 0 | 0.00015131 | 0.00015131 | #DIV/0! | #DIV/0! | 30 | 0.00079732 | 995.6488 | #DIV/0! | #DIV/0! | 90 | #DIV/0! | 0.5 | 1 | #DIV/0! | #DIV/0! | 0 | #DIV/0!
16 | 0.6 | 6.25e-06 | 0 | 0.01388 | 0.01388 | 0 | 0.00015131 | 0.00015131 | #DIV/0! | #DIV/0! | 25 | 0.00089021 | 997.047 | #DIV/0! | #DIV/0! | 90 | #DIV/0! | 0.5 | 1 | #DIV/0! | #DIV/0! | 0 | #DIV/0! | 16 | 0.6 | 6.25e-06 | 0 | 0.01388 | 0.01388 | 0 | 0.00015131 | 0.00015131 | #DIV/0! | #DIV/0! | 10 | 0.0013069 | 999.7027 | #DIV/0! | #DIV/0! | 90 | #DIV/0! | 0.5 | 1 | #DIV/0! | #DIV/0! | 0 | #DIV/0! | 16 | 0.6 | 6.25e-06 | 0 | 0.01388 | 0.01388 | 0 | 0.00015131 | 0.00015131 | #DIV/0! | #DIV/0! | 20 | 0.001002 | 998.2067 | #DIV/0! | #DIV/0! | 90 | #DIV/0! | 0.5 | 1 | #DIV/0! | #DIV/0! | 0 | #DIV/0! | 16 | 0.6 | 6.25e-06 | 0 | 0.01388 | 0.01388 | 0 | 0.00015131 | 0.00015131 | #DIV/0! | #DIV/0! | 30 | 0.00079732 | 995.6488 | #DIV/0! | #DIV/0! | 90 | #DIV/0! | 0.5 | 1 | #DIV/0! | #DIV/0! | 0 | #DIV/0!
17 | 0.6 | 6.25e-06 | 0 | 0.01388 | 0.01388 | 0 | 0.00015131 | 0.00015131 | #DIV/0! | #DIV/0! | 25 | 0.00089021 | 997.047 | #DIV/0! | #DIV/0! | 90 | #DIV/0! | 0.5 | 1 | #DIV/0! | #DIV/0! | 0 | #DIV/0! | 17 | 0.6 | 6.25e-06 | 0 | 0.01388 | 0.01388 | 0 | 0.00015131 | 0.00015131 | #DIV/0! | #DIV/0! | 10 | 0.0013069 | 999.7027 | #DIV/0! | #DIV/0! | 90 | #DIV/0! | 0.5 | 1 | #DIV/0! | #DIV/0! | 0 | #DIV/0! | 17 | 0.6 | 6.25e-06 | 0 | 0.01388 | 0.01388 | 0 | 0.00015131 | 0.00015131 | #DIV/0! | #DIV/0! | 20 | 0.001002 | 998.2067 | #DIV/0! | #DIV/0! | 90 | #DIV/0! | 0.5 | 1 | #DIV/0! | #DIV/0! | 0 | #DIV/0! | 17 | 0.6 | 6.25e-06 | 0 | 0.01388 | 0.01388 | 0 | 0.00015131 | 0.00015131 | #DIV/0! | #DIV/0! | 30 | 0.00079732 | 995.6488 | #DIV/0! | #DIV/0! | 90 | #DIV/0! | 0.5 | 1 | #DIV/0! | #DIV/0! | 0 | #DIV/0!
18 | 0.6 | 6.25e-06 | 0 | 0.01388 | 0.01388 | 0 | 0.00015131 | 0.00015131 | #DIV/0! | #DIV/0! | 25 | 0.00089021 | 997.047 | #DIV/0! | #DIV/0! | 90 | #DIV/0! | 0.5 | 1 | #DIV/0! | #DIV/0! | 0 | #DIV/0! | 18 | 0.6 | 6.25e-06 | 0 | 0.01388 | 0.01388 | 0 | 0.00015131 | 0.00015131 | #DIV/0! | #DIV/0! | 10 | 0.0013069 | 999.7027 | #DIV/0! | #DIV/0! | 90 | #DIV/0! | 0.5 | 1 | #DIV/0! | #DIV/0! | 0 | #DIV/0! | 18 | 0.6 | 6.25e-06 | 0 | 0.01388 | 0.01388 | 0 | 0.00015131 | 0.00015131 | #DIV/0! | #DIV/0! | 20 | 0.001002 | 998.2067 | #DIV/0! | #DIV/0! | 90 | #DIV/0! | 0.5 | 1 | #DIV/0! | #DIV/0! | 0 | #DIV/0! | 18 | 0.6 | 6.25e-06 | 0 | 0.01388 | 0.01388 | 0 | 0.00015131 | 0.00015131 | #DIV/0! | #DIV/0! | 30 | 0.00079732 | 995.6488 | #DIV/0! | #DIV/0! | 90 | #DIV/0! | 0.5 | 1 | #DIV/0! | #DIV/0! | 0 | #DIV/0!
19 | 0.6 | 6.25e-06 | 0 | 0.01388 | 0.01388 | 0 | 0.00015131 | 0.00015131 | #DIV/0! | #DIV/0! | 25 | 0.00089021 | 997.047 | #DIV/0! | #DIV/0! | 90 | #DIV/0! | 0.5 | 1 | #DIV/0! | #DIV/0! | 0 | #DIV/0! | 19 | 0.6 | 6.25e-06 | 0 | 0.01388 | 0.01388 | 0 | 0.00015131 | 0.00015131 | #DIV/0! | #DIV/0! | 10 | 0.0013069 | 999.7027 | #DIV/0! | #DIV/0! | 90 | #DIV/0! | 0.5 | 1 | #DIV/0! | #DIV/0! | 0 | #DIV/0! | 19 | 0.6 | 6.25e-06 | 0 | 0.01388 | 0.01388 | 0 | 0.00015131 | 0.00015131 | #DIV/0! | #DIV/0! | 20 | 0.001002 | 998.2067 | #DIV/0! | #DIV/0! | 90 | #DIV/0! | 0.5 | 1 | #DIV/0! | #DIV/0! | 0 | #DIV/0! | 19 | 0.6 | 6.25e-06 | 0 | 0.01388 | 0.01388 | 0 | 0.00015131 | 0.00015131 | #DIV/0! | #DIV/0! | 30 | 0.00079732 | 995.6488 | #DIV/0! | #DIV/0! | 90 | #DIV/0! | 0.5 | 1 | #DIV/0! | #DIV/0! | 0 | #DIV/0!
20 | 0.6 | 6.25e-06 | 0 | 0.01388 | 0.01388 | 0 | 0.00015131 | 0.00015131 | #DIV/0! | #DIV/0! | 25 | 0.00089021 | 997.047 | #DIV/0! | #DIV/0! | 90 | #DIV/0! | 0.5 | 1 | #DIV/0! | #DIV/0! | 0 | #DIV/0! | 20 | 0.6 | 6.25e-06 | 0 | 0.01388 | 0.01388 | 0 | 0.00015131 | 0.00015131 | #DIV/0! | #DIV/0! | 10 | 0.0013069 | 999.7027 | #DIV/0! | #DIV/0! | 90 | #DIV/0! | 0.5 | 1 | #DIV/0! | #DIV/0! | 0 | #DIV/0! | 20 | 0.6 | 6.25e-06 | 0 | 0.01388 | 0.01388 | 0 | 0.00015131 | 0.00015131 | #DIV/0! | #DIV/0! | 20 | 0.001002 | 998.2067 | #DIV/0! | #DIV/0! | 90 | #DIV/0! | 0.5 | 1 | #DIV/0! | #DIV/0! | 0 | #DIV/0! | 20 | 0.6 | 6.25e-06 | 0 | 0.01388 | 0.01388 | 0 | 0.00015131 | 0.00015131 | #DIV/0! | #DIV/0! | 30 | 0.00079732 | 995.6488 | #DIV/0! | #DIV/0! | 90 | #DIV/0! | 0.5 | 1 | #DIV/0! | #DIV/0! | 0 | #DIV/0!
21 | 0.6 | 6.25e-06 | 0 | 0.01388 | 0.01388 | 0 | 0.00015131 | 0.00015131 | #DIV/0! | #DIV/0! | 25 | 0.00089021 | 997.047 | #DIV/0! | #DIV/0! | 90 | #DIV/0! | 0.5 | 1 | #DIV/0! | #DIV/0! | 0 | #DIV/0! | 21 | 0.6 | 6.25e-06 | 0 | 0.01388 | 0.01388 | 0 | 0.00015131 | 0.00015131 | #DIV/0! | #DIV/0! | 10 | 0.0013069 | 999.7027 | #DIV/0! | #DIV/0! | 90 | #DIV/0! | 0.5 | 1 | #DIV/0! | #DIV/0! | 0 | #DIV/0! | 21 | 0.6 | 6.25e-06 | 0 | 0.01388 | 0.01388 | 0 | 0.00015131 | 0.00015131 | #DIV/0! | #DIV/0! | 20 | 0.001002 | 998.2067 | #DIV/0! | #DIV/0! | 90 | #DIV/0! | 0.5 | 1 | #DIV/0! | #DIV/0! | 0 | #DIV/0! | 21 | 0.6 | 6.25e-06 | 0 | 0.01388 | 0.01388 | 0 | 0.00015131 | 0.00015131 | #DIV/0! | #DIV/0! | 30 | 0.00079732 | 995.6488 | #DIV/0! | #DIV/0! | 90 | #DIV/0! | 0.5 | 1 | #DIV/0! | #DIV/0! | 0 | #DIV/0!
22 | 0.6 | 6.25e-06 | 0 | 0.01388 | 0.01388 | 0 | 0.00015131 | 0.00015131 | #DIV/0! | #DIV/0! | 25 | 0.00089021 | 997.047 | #DIV/0! | #DIV/0! | 90 | #DIV/0! | 0.5 | 1 | #DIV/0! | #DIV/0! | 0 | #DIV/0! | 22 | 0.6 | 6.25e-06 | 0 | 0.01388 | 0.01388 | 0 | 0.00015131 | 0.00015131 | #DIV/0! | #DIV/0! | 10 | 0.0013069 | 999.7027 | #DIV/0! | #DIV/0! | 90 | #DIV/0! | 0.5 | 1 | #DIV/0! | #DIV/0! | 0 | #DIV/0! | 22 | 0.6 | 6.25e-06 | 0 | 0.01388 | 0.01388 | 0 | 0.00015131 | 0.00015131 | #DIV/0! | #DIV/0! | 20 | 0.001002 | 998.2067 | #DIV/0! | #DIV/0! | 90 | #DIV/0! | 0.5 | 1 | #DIV/0! | #DIV/0! | 0 | #DIV/0! | 22 | 0.6 | 6.25e-06 | 0 | 0.01388 | 0.01388 | 0 | 0.00015131 | 0.00015131 | #DIV/0! | #DIV/0! | 30 | 0.00079732 | 995.6488 | #DIV/0! | #DIV/0! | 90 | #DIV/0! | 0.5 | 1 | #DIV/0! | #DIV/0! | 0 | #DIV/0!
23 | 0.6 | 6.25e-06 | 0 | 0.01388 | 0.01388 | 0 | 0.00015131 | 0.00015131 | #DIV/0! | #DIV/0! | 25 | 0.00089021 | 997.047 | #DIV/0! | #DIV/0! | 90 | #DIV/0! | 0.5 | 1 | #DIV/0! | #DIV/0! | 0 | #DIV/0! | 23 | 0.6 | 6.25e-06 | 0 | 0.01388 | 0.01388 | 0 | 0.00015131 | 0.00015131 | #DIV/0! | #DIV/0! | 10 | 0.0013069 | 999.7027 | #DIV/0! | #DIV/0! | 90 | #DIV/0! | 0.5 | 1 | #DIV/0! | #DIV/0! | 0 | #DIV/0! | 23 | 0.6 | 6.25e-06 | 0 | 0.01388 | 0.01388 | 0 | 0.00015131 | 0.00015131 | #DIV/0! | #DIV/0! | 20 | 0.001002 | 998.2067 | #DIV/0! | #DIV/0! | 90 | #DIV/0! | 0.5 | 1 | #DIV/0! | #DIV/0! | 0 | #DIV/0! | 23 | 0.6 | 6.25e-06 | 0 | 0.01388 | 0.01388 | 0 | 0.00015131 | 0.00015131 | #DIV/0! | #DIV/0! | 30 | 0.00079732 | 995.6488 | #DIV/0! | #DIV/0! | 90 | #DIV/0! | 0.5 | 1 | #DIV/0! | #DIV/0! | 0 | #DIV/0!
24 | 0.6 | 6.25e-06 | 0 | 0.01388 | 0.01388 | 0 | 0.00015131 | 0.00015131 | #DIV/0! | #DIV/0! | 25 | 0.00089021 | 997.047 | #DIV/0! | #DIV/0! | 90 | #DIV/0! | 0.5 | 1 | #DIV/0! | #DIV/0! | 0 | #DIV/0! | 24 | 0.6 | 6.25e-06 | 0 | 0.01388 | 0.01388 | 0 | 0.00015131 | 0.00015131 | #DIV/0! | #DIV/0! | 10 | 0.0013069 | 999.7027 | #DIV/0! | #DIV/0! | 90 | #DIV/0! | 0.5 | 1 | #DIV/0! | #DIV/0! | 0 | #DIV/0! | 24 | 0.6 | 6.25e-06 | 0 | 0.01388 | 0.01388 | 0 | 0.00015131 | 0.00015131 | #DIV/0! | #DIV/0! | 20 | 0.001002 | 998.2067 | #DIV/0! | #DIV/0! | 90 | #DIV/0! | 0.5 | 1 | #DIV/0! | #DIV/0! | 0 | #DIV/0! | 24 | 0.6 | 6.25e-06 | 0 | 0.01388 | 0.01388 | 0 | 0.00015131 | 0.00015131 | #DIV/0! | #DIV/0! | 30 | 0.00079732 | 995.6488 | #DIV/0! | #DIV/0! | 90 | #DIV/0! | 0.5 | 1 | #DIV/0! | #DIV/0! | 0 | #DIV/0!
25 | 0.6 | 6.25e-06 | 0 | 0.01388 | 0.01388 | 0 | 0.00015131 | 0.00015131 | #DIV/0! | #DIV/0! | 25 | 0.00089021 | 997.047 | #DIV/0! | #DIV/0! | 90 | #DIV/0! | 0.5 | 1 | #DIV/0! | #DIV/0! | 0 | #DIV/0! | 25 | 0.6 | 6.25e-06 | 0 | 0.01388 | 0.01388 | 0 | 0.00015131 | 0.00015131 | #DIV/0! | #DIV/0! | 10 | 0.0013069 | 999.7027 | #DIV/0! | #DIV/0! | 90 | #DIV/0! | 0.5 | 1 | #DIV/0! | #DIV/0! | 0 | #DIV/0! | 25 | 0.6 | 6.25e-06 | 0 | 0.01388 | 0.01388 | 0 | 0.00015131 | 0.00015131 | #DIV/0! | #DIV/0! | 20 | 0.001002 | 998.2067 | #DIV/0! | #DIV/0! | 90 | #DIV/0! | 0.5 | 1 | #DIV/0! | #DIV/0! | 0 | #DIV/0! | 25 | 0.6 | 6.25e-06 | 0 | 0.01388 | 0.01388 | 0 | 0.00015131 | 0.00015131 | #DIV/0! | #DIV/0! | 30 | 0.00079732 | 995.6488 | #DIV/0! | #DIV/0! | 90 | #DIV/0! | 0.5 | 1 | #DIV/0! | #DIV/0! | 0 | #DIV/0!
26 | 0.6 | 6.25e-06 | 0 | 0.01388 | 0.01388 | 0 | 0.00015131 | 0.00015131 | #DIV/0! | #DIV/0! | 25 | 0.00089021 | 997.047 | #DIV/0! | #DIV/0! | 90 | #DIV/0! | 0.5 | 1 | #DIV/0! | #DIV/0! | 0 | #DIV/0! | 26 | 0.6 | 6.25e-06 | 0 | 0.01388 | 0.01388 | 0 | 0.00015131 | 0.00015131 | #DIV/0! | #DIV/0! | 10 | 0.0013069 | 999.7027 | #DIV/0! | #DIV/0! | 90 | #DIV/0! | 0.5 | 1 | #DIV/0! | #DIV/0! | 0 | #DIV/0! | 26 | 0.6 | 6.25e-06 | 0 | 0.01388 | 0.01388 | 0 | 0.00015131 | 0.00015131 | #DIV/0! | #DIV/0! | 20 | 0.001002 | 998.2067 | #DIV/0! | #DIV/0! | 90 | #DIV/0! | 0.5 | 1 | #DIV/0! | #DIV/0! | 0 | #DIV/0! | 26 | 0.6 | 6.25e-06 | 0 | 0.01388 | 0.01388 | 0 | 0.00015131 | 0.00015131 | #DIV/0! | #DIV/0! | 30 | 0.00079732 | 995.6488 | #DIV/0! | #DIV/0! | 90 | #DIV/0! | 0.5 | 1 | #DIV/0! | #DIV/0! | 0 | #DIV/0!
27 | 0.6 | 6.25e-06 | 0 | 0.01388 | 0.01388 | 0 | 0.00015131 | 0.00015131 | #DIV/0! | #DIV/0! | 25 | 0.00089021 | 997.047 | #DIV/0! | #DIV/0! | 90 | #DIV/0! | 0.5 | 1 | #DIV/0! | #DIV/0! | 0 | #DIV/0! | 27 | 0.6 | 6.25e-06 | 0 | 0.01388 | 0.01388 | 0 | 0.00015131 | 0.00015131 | #DIV/0! | #DIV/0! | 10 | 0.0013069 | 999.7027 | #DIV/0! | #DIV/0! | 90 | #DIV/0! | 0.5 | 1 | #DIV/0! | #DIV/0! | 0 | #DIV/0! | 27 | 0.6 | 6.25e-06 | 0 | 0.01388 | 0.01388 | 0 | 0.00015131 | 0.00015131 | #DIV/0! | #DIV/0! | 20 | 0.001002 | 998.2067 | #DIV/0! | #DIV/0! | 90 | #DIV/0! | 0.5 | 1 | #DIV/0! | #DIV/0! | 0 | #DIV/0! | 27 | 0.6 | 6.25e-06 | 0 | 0.01388 | 0.01388 | 0 | 0.00015131 | 0.00015131 | #DIV/0! | #DIV/0! | 30 | 0.00079732 | 995.6488 | #DIV/0! | #DIV/0! | 90 | #DIV/0! | 0.5 | 1 | #DIV/0! | #DIV/0! | 0 | #DIV/0!
28 | 0.6 | 6.25e-06 | 0 | 0.01388 | 0.01388 | 0 | 0.00015131 | 0.00015131 | #DIV/0! | #DIV/0! | 25 | 0.00089021 | 997.047 | #DIV/0! | #DIV/0! | 90 | #DIV/0! | 0.5 | 1 | #DIV/0! | #DIV/0! | 0 | #DIV/0! | 28 | 0.6 | 6.25e-06 | 0 | 0.01388 | 0.01388 | 0 | 0.00015131 | 0.00015131 | #DIV/0! | #DIV/0! | 10 | 0.0013069 | 999.7027 | #DIV/0! | #DIV/0! | 90 | #DIV/0! | 0.5 | 1 | #DIV/0! | #DIV/0! | 0 | #DIV/0! | 28 | 0.6 | 6.25e-06 | 0 | 0.01388 | 0.01388 | 0 | 0.00015131 | 0.00015131 | #DIV/0! | #DIV/0! | 20 | 0.001002 | 998.2067 | #DIV/0! | #DIV/0! | 90 | #DIV/0! | 0.5 | 1 | #DIV/0! | #DIV/0! | 0 | #DIV/0! | 28 | 0.6 | 6.25e-06 | 0 | 0.01388 | 0.01388 | 0 | 0.00015131 | 0.00015131 | #DIV/0! | #DIV/0! | 30 | 0.00079732 | 995.6488 | #DIV/0! | #DIV/0! | 90 | #DIV/0! | 0.5 | 1 | #DIV/0! | #DIV/0! | 0 | #DIV/0!
29 | 0.6 | 6.25e-06 | 0 | 0.01388 | 0.01388 | 0 | 0.00015131 | 0.00015131 | #DIV/0! | #DIV/0! | 25 | 0.00089021 | 997.047 | #DIV/0! | #DIV/0! | 90 | #DIV/0! | 0.5 | 1 | #DIV/0! | #DIV/0! | 0 | #DIV/0! | 29 | 0.6 | 6.25e-06 | 0 | 0.01388 | 0.01388 | 0 | 0.00015131 | 0.00015131 | #DIV/0! | #DIV/0! | 10 | 0.0013069 | 999.7027 | #DIV/0! | #DIV/0! | 90 | #DIV/0! | 0.5 | 1 | #DIV/0! | #DIV/0! | 0 | #DIV/0! | 29 | 0.6 | 6.25e-06 | 0 | 0.01388 | 0.01388 | 0 | 0.00015131 | 0.00015131 | #DIV/0! | #DIV/0! | 20 | 0.001002 | 998.2067 | #DIV/0! | #DIV/0! | 90 | #DIV/0! | 0.5 | 1 | #DIV/0! | #DIV/0! | 0 | #DIV/0! | 29 | 0.6 | 6.25e-06 | 0 | 0.01388 | 0.01388 | 0 | 0.00015131 | 0.00015131 | #DIV/0! | #DIV/0! | 30 | 0.00079732 | 995.6488 | #DIV/0! | #DIV/0! | 90 | #DIV/0! | 0.5 | 1 | #DIV/0! | #DIV/0! | 0 | #DIV/0!
30 | 0.6 | 6.25e-06 | 0 | 0.01388 | 0.01388 | 0 | 0.00015131 | 0.00015131 | #DIV/0! | #DIV/0! | 25 | 0.00089021 | 997.047 | #DIV/0! | #DIV/0! | 90 | #DIV/0! | 0.5 | 1 | #DIV/0! | #DIV/0! | 0 | #DIV/0! | 30 | 0.6 | 6.25e-06 | 0 | 0.01388 | 0.01388 | 0 | 0.00015131 | 0.00015131 | #DIV/0! | #DIV/0! | 10 | 0.0013069 | 999.7027 | #DIV/0! | #DIV/0! | 90 | #DIV/0! | 0.5 | 1 | #DIV/0! | #DIV/0! | 0 | #DIV/0! | 30 | 0.6 | 6.25e-06 | 0 | 0.01388 | 0.01388 | 0 | 0.00015131 | 0.00015131 | #DIV/0! | #DIV/0! | 20 | 0.001002 | 998.2067 | #DIV/0! | #DIV/0! | 90 | #DIV/0! | 0.5 | 1 | #DIV/0! | #DIV/0! | 0 | #DIV/0! | 30 | 0.6 | 6.25e-06 | 0 | 0.01388 | 0.01388 | 0 | 0.00015131 | 0.00015131 | #DIV/0! | #DIV/0! | 30 | 0.00079732 | 995.6488 | #DIV/0! | #DIV/0! | 90 | #DIV/0! | 0.5 | 1 | #DIV/0! | #DIV/0! | 0 | #DIV/0!
31 | 0.6 | 6.25e-06 | 0 | 0.01388 | 0.01388 | 0 | 0.00015131 | 0.00015131 | #DIV/0! | #DIV/0! | 25 | 0.00089021 | 997.047 | #DIV/0! | #DIV/0! | 90 | #DIV/0! | 0.5 | 1 | #DIV/0! | #DIV/0! | 0 | #DIV/0! | 31 | 0.6 | 6.25e-06 | 0 | 0.01388 | 0.01388 | 0 | 0.00015131 | 0.00015131 | #DIV/0! | #DIV/0! | 10 | 0.0013069 | 999.7027 | #DIV/0! | #DIV/0! | 90 | #DIV/0! | 0.5 | 1 | #DIV/0! | #DIV/0! | 0 | #DIV/0! | 31 | 0.6 | 6.25e-06 | 0 | 0.01388 | 0.01388 | 0 | 0.00015131 | 0.00015131 | #DIV/0! | #DIV/0! | 20 | 0.001002 | 998.2067 | #DIV/0! | #DIV/0! | 90 | #DIV/0! | 0.5 | 1 | #DIV/0! | #DIV/0! | 0 | #DIV/0! | 31 | 0.6 | 6.25e-06 | 0 | 0.01388 | 0.01388 | 0 | 0.00015131 | 0.00015131 | #DIV/0! | #DIV/0! | 30 | 0.00079732 | 995.6488 | #DIV/0! | #DIV/0! | 90 | #DIV/0! | 0.5 | 1 | #DIV/0! | #DIV/0! | 0 | #DIV/0!
32 | 0.6 | 6.25e-06 | 0 | 0.01388 | 0.01388 | 0 | 0.00015131 | 0.00015131 | #DIV/0! | #DIV/0! | 25 | 0.00089021 | 997.047 | #DIV/0! | #DIV/0! | 90 | #DIV/0! | 0.5 | 1 | #DIV/0! | #DIV/0! | 0 | #DIV/0! | 32 | 0.6 | 6.25e-06 | 0 | 0.01388 | 0.01388 | 0 | 0.00015131 | 0.00015131 | #DIV/0! | #DIV/0! | 10 | 0.0013069 | 999.7027 | #DIV/0! | #DIV/0! | 90 | #DIV/0! | 0.5 | 1 | #DIV/0! | #DIV/0! | 0 | #DIV/0! | 32 | 0.6 | 6.25e-06 | 0 | 0.01388 | 0.01388 | 0 | 0.00015131 | 0.00015131 | #DIV/0! | #DIV/0! | 20 | 0.001002 | 998.2067 | #DIV/0! | #DIV/0! | 90 | #DIV/0! | 0.5 | 1 | #DIV/0! | #DIV/0! | 0 | #DIV/0! | 32 | 0.6 | 6.25e-06 | 0 | 0.01388 | 0.01388 | 0 | 0.00015131 | 0.00015131 | #DIV/0! | #DIV/0! | 30 | 0.00079732 | 995.6488 | #DIV/0! | #DIV/0! | 90 | #DIV/0! | 0.5 | 1 | #DIV/0! | #DIV/0! | 0 | #DIV/0!
33 | 0.6 | 6.25e-06 | 0 | 0.01388 | 0.01388 | 0 | 0.00015131 | 0.00015131 | #DIV/0! | #DIV/0! | 25 | 0.00089021 | 997.047 | #DIV/0! | #DIV/0! | 90 | #DIV/0! | 0.5 | 1 | #DIV/0! | #DIV/0! | 0 | #DIV/0! | 33 | 0.6 | 6.25e-06 | 0 | 0.01388 | 0.01388 | 0 | 0.00015131 | 0.00015131 | #DIV/0! | #DIV/0! | 10 | 0.0013069 | 999.7027 | #DIV/0! | #DIV/0! | 90 | #DIV/0! | 0.5 | 1 | #DIV/0! | #DIV/0! | 0 | #DIV/0! | 33 | 0.6 | 6.25e-06 | 0 | 0.01388 | 0.01388 | 0 | 0.00015131 | 0.00015131 | #DIV/0! | #DIV/0! | 20 | 0.001002 | 998.2067 | #DIV/0! | #DIV/0! | 90 | #DIV/0! | 0.5 | 1 | #DIV/0! | #DIV/0! | 0 | #DIV/0! | 33 | 0.6 | 6.25e-06 | 0 | 0.01388 | 0.01388 | 0 | 0.00015131 | 0.00015131 | #DIV/0! | #DIV/0! | 30 | 0.00079732 | 995.6488 | #DIV/0! | #DIV/0! | 90 | #DIV/0! | 0.5 | 1 | #DIV/0! | #DIV/0! | 0 | #DIV/0!
34 | 0.6 | 6.25e-06 | 0 | 0.01388 | 0.01388 | 0 | 0.00015131 | 0.00015131 | #DIV/0! | #DIV/0! | 25 | 0.00089021 | 997.047 | #DIV/0! | #DIV/0! | 90 | #DIV/0! | 0.5 | 1 | #DIV/0! | #DIV/0! | 0 | #DIV/0! | 34 | 0.6 | 6.25e-06 | 0 | 0.01388 | 0.01388 | 0 | 0.00015131 | 0.00015131 | #DIV/0! | #DIV/0! | 10 | 0.0013069 | 999.7027 | #DIV/0! | #DIV/0! | 90 | #DIV/0! | 0.5 | 1 | #DIV/0! | #DIV/0! | 0 | #DIV/0! | 34 | 0.6 | 6.25e-06 | 0 | 0.01388 | 0.01388 | 0 | 0.00015131 | 0.00015131 | #DIV/0! | #DIV/0! | 20 | 0.001002 | 998.2067 | #DIV/0! | #DIV/0! | 90 | #DIV/0! | 0.5 | 1 | #DIV/0! | #DIV/0! | 0 | #DIV/0! | 34 | 0.6 | 6.25e-06 | 0 | 0.01388 | 0.01388 | 0 | 0.00015131 | 0.00015131 | #DIV/0! | #DIV/0! | 30 | 0.00079732 | 995.6488 | #DIV/0! | #DIV/0! | 90 | #DIV/0! | 0.5 | 1 | #DIV/0! | #DIV/0! | 0 | #DIV/0!
35 | 0.6 | 6.25e-06 | 0 | 0.01388 | 0.01388 | 0 | 0.00015131 | 0.00015131 | #DIV/0! | #DIV/0! | 25 | 0.00089021 | 997.047 | #DIV/0! | #DIV/0! | 90 | #DIV/0! | 0.5 | 1 | #DIV/0! | #DIV/0! | 0 | #DIV/0! | 35 | 0.6 | 6.25e-06 | 0 | 0.01388 | 0.01388 | 0 | 0.00015131 | 0.00015131 | #DIV/0! | #DIV/0! | 10 | 0.0013069 | 999.7027 | #DIV/0! | #DIV/0! | 90 | #DIV/0! | 0.5 | 1 | #DIV/0! | #DIV/0! | 0 | #DIV/0! | 35 | 0.6 | 6.25e-06 | 0 | 0.01388 | 0.01388 | 0 | 0.00015131 | 0.00015131 | #DIV/0! | #DIV/0! | 20 | 0.001002 | 998.2067 | #DIV/0! | #DIV/0! | 90 | #DIV/0! | 0.5 | 1 | #DIV/0! | #DIV/0! | 0 | #DIV/0! | 35 | 0.6 | 6.25e-06 | 0 | 0.01388 | 0.01388 | 0 | 0.00015131 | 0.00015131 | #DIV/0! | #DIV/0! | 30 | 0.00079732 | 995.6488 | #DIV/0! | #DIV/0! | 90 | #DIV/0! | 0.5 | 1 | #DIV/0! | #DIV/0! | 0 | #DIV/0!
36 | 0.6 | 6.25e-06 | 0 | 0.01388 | 0.01388 | 0 | 0.00015131 | 0.00015131 | #DIV/0! | #DIV/0! | 25 | 0.00089021 | 997.047 | #DIV/0! | #DIV/0! | 90 | #DIV/0! | 0.5 | 1 | #DIV/0! | #DIV/0! | 0 | #DIV/0! | 36 | 0.6 | 6.25e-06 | 0 | 0.01388 | 0.01388 | 0 | 0.00015131 | 0.00015131 | #DIV/0! | #DIV/0! | 10 | 0.0013069 | 999.7027 | #DIV/0! | #DIV/0! | 90 | #DIV/0! | 0.5 | 1 | #DIV/0! | #DIV/0! | 0 | #DIV/0! | 36 | 0.6 | 6.25e-06 | 0 | 0.01388 | 0.01388 | 0 | 0.00015131 | 0.00015131 | #DIV/0! | #DIV/0! | 20 | 0.001002 | 998.2067 | #DIV/0! | #DIV/0! | 90 | #DIV/0! | 0.5 | 1 | #DIV/0! | #DIV/0! | 0 | #DIV/0! | 36 | 0.6 | 6.25e-06 | 0 | 0.01388 | 0.01388 | 0 | 0.00015131 | 0.00015131 | #DIV/0! | #DIV/0! | 30 | 0.00079732 | 995.6488 | #DIV/0! | #DIV/0! | 90 | #DIV/0! | 0.5 | 1 | #DIV/0! | #DIV/0! | 0 | #DIV/0!
37 | 0.6 | 6.25e-06 | 0 | 0.01388 | 0.01388 | 0 | 0.00015131 | 0.00015131 | #DIV/0! | #DIV/0! | 25 | 0.00089021 | 997.047 | #DIV/0! | #DIV/0! | 90 | #DIV/0! | 0.5 | 1 | #DIV/0! | #DIV/0! | 0 | #DIV/0! | 37 | 0.6 | 6.25e-06 | 0 | 0.01388 | 0.01388 | 0 | 0.00015131 | 0.00015131 | #DIV/0! | #DIV/0! | 10 | 0.0013069 | 999.7027 | #DIV/0! | #DIV/0! | 90 | #DIV/0! | 0.5 | 1 | #DIV/0! | #DIV/0! | 0 | #DIV/0! | 37 | 0.6 | 6.25e-06 | 0 | 0.01388 | 0.01388 | 0 | 0.00015131 | 0.00015131 | #DIV/0! | #DIV/0! | 20 | 0.001002 | 998.2067 | #DIV/0! | #DIV/0! | 90 | #DIV/0! | 0.5 | 1 | #DIV/0! | #DIV/0! | 0 | #DIV/0! | 37 | 0.6 | 6.25e-06 | 0 | 0.01388 | 0.01388 | 0 | 0.00015131 | 0.00015131 | #DIV/0! | #DIV/0! | 30 | 0.00079732 | 995.6488 | #DIV/0! | #DIV/0! | 90 | #DIV/0! | 0.5 | 1 | #DIV/0! | #DIV/0! | 0 | #DIV/0!
38 | 0.6 | 6.25e-06 | 0 | 0.01388 | 0.01388 | 0 | 0.00015131 | 0.00015131 | #DIV/0! | #DIV/0! | 25 | 0.00089021 | 997.047 | #DIV/0! | #DIV/0! | 90 | #DIV/0! | 0.5 | 1 | #DIV/0! | #DIV/0! | 0 | #DIV/0! | 38 | 0.6 | 6.25e-06 | 0 | 0.01388 | 0.01388 | 0 | 0.00015131 | 0.00015131 | #DIV/0! | #DIV/0! | 10 | 0.0013069 | 999.7027 | #DIV/0! | #DIV/0! | 90 | #DIV/0! | 0.5 | 1 | #DIV/0! | #DIV/0! | 0 | #DIV/0! | 38 | 0.6 | 6.25e-06 | 0 | 0.01388 | 0.01388 | 0 | 0.00015131 | 0.00015131 | #DIV/0! | #DIV/0! | 20 | 0.001002 | 998.2067 | #DIV/0! | #DIV/0! | 90 | #DIV/0! | 0.5 | 1 | #DIV/0! | #DIV/0! | 0 | #DIV/0! | 38 | 0.6 | 6.25e-06 | 0 | 0.01388 | 0.01388 | 0 | 0.00015131 | 0.00015131 | #DIV/0! | #DIV/0! | 30 | 0.00079732 | 995.6488 | #DIV/0! | #DIV/0! | 90 | #DIV/0! | 0.5 | 1 | #DIV/0! | #DIV/0! | 0 | #DIV/0!
39 | 0.6 | 6.25e-06 | 0 | 0.01388 | 0.01388 | 0 | 0.00015131 | 0.00015131 | #DIV/0! | #DIV/0! | 25 | 0.00089021 | 997.047 | #DIV/0! | #DIV/0! | 90 | #DIV/0! | 0.5 | 1 | #DIV/0! | #DIV/0! | 0 | #DIV/0! | 39 | 0.6 | 6.25e-06 | 0 | 0.01388 | 0.01388 | 0 | 0.00015131 | 0.00015131 | #DIV/0! | #DIV/0! | 10 | 0.0013069 | 999.7027 | #DIV/0! | #DIV/0! | 90 | #DIV/0! | 0.5 | 1 | #DIV/0! | #DIV/0! | 0 | #DIV/0! | 39 | 0.6 | 6.25e-06 | 0 | 0.01388 | 0.01388 | 0 | 0.00015131 | 0.00015131 | #DIV/0! | #DIV/0! | 20 | 0.001002 | 998.2067 | #DIV/0! | #DIV/0! | 90 | #DIV/0! | 0.5 | 1 | #DIV/0! | #DIV/0! | 0 | #DIV/0! | 39 | 0.6 | 6.25e-06 | 0 | 0.01388 | 0.01388 | 0 | 0.00015131 | 0.00015131 | #DIV/0! | #DIV/0! | 30 | 0.00079732 | 995.6488 | #DIV/0! | #DIV/0! | 90 | #DIV/0! | 0.5 | 1 | #DIV/0! | #DIV/0! | 0 | #DIV/0!
40 | 0.6 | 6.25e-06 | 0 | 0.01388 | 0.01388 | 0 | 0.00015131 | 0.00015131 | #DIV/0! | #DIV/0! | 25 | 0.00089021 | 997.047 | #DIV/0! | #DIV/0! | 90 | #DIV/0! | 0.5 | 1 | #DIV/0! | #DIV/0! | 0 | #DIV/0! | 40 | 0.6 | 6.25e-06 | 0 | 0.01388 | 0.01388 | 0 | 0.00015131 | 0.00015131 | #DIV/0! | #DIV/0! | 10 | 0.0013069 | 999.7027 | #DIV/0! | #DIV/0! | 90 | #DIV/0! | 0.5 | 1 | #DIV/0! | #DIV/0! | 0 | #DIV/0! | 40 | 0.6 | 6.25e-06 | 0 | 0.01388 | 0.01388 | 0 | 0.00015131 | 0.00015131 | #DIV/0! | #DIV/0! | 20 | 0.001002 | 998.2067 | #DIV/0! | #DIV/0! | 90 | #DIV/0! | 0.5 | 1 | #DIV/0! | #DIV/0! | 0 | #DIV/0! | 40 | 0.6 | 6.25e-06 | 0 | 0.01388 | 0.01388 | 0 | 0.00015131 | 0.00015131 | #DIV/0! | #DIV/0! | 30 | 0.00079732 | 995.6488 | #DIV/0! | #DIV/0! | 90 | #DIV/0! | 0.5 | 1 | #DIV/0! | #DIV/0! | 0 | #DIV/0!
41 | 0.6 | 6.25e-06 | 0 | 0.01388 | 0.01388 | 0 | 0.00015131 | 0.00015131 | #DIV/0! | #DIV/0! | 25 | 0.00089021 | 997.047 | #DIV/0! | #DIV/0! | 90 | #DIV/0! | 0.5 | 1 | #DIV/0! | #DIV/0! | 0 | #DIV/0! | 41 | 0.6 | 6.25e-06 | 0 | 0.01388 | 0.01388 | 0 | 0.00015131 | 0.00015131 | #DIV/0! | #DIV/0! | 10 | 0.0013069 | 999.7027 | #DIV/0! | #DIV/0! | 90 | #DIV/0! | 0.5 | 1 | #DIV/0! | #DIV/0! | 0 | #DIV/0! | 41 | 0.6 | 6.25e-06 | 0 | 0.01388 | 0.01388 | 0 | 0.00015131 | 0.00015131 | #DIV/0! | #DIV/0! | 20 | 0.001002 | 998.2067 | #DIV/0! | #DIV/0! | 90 | #DIV/0! | 0.5 | 1 | #DIV/0! | #DIV/0! | 0 | #DIV/0! | 41 | 0.6 | 6.25e-06 | 0 | 0.01388 | 0.01388 | 0 | 0.00015131 | 0.00015131 | #DIV/0! | #DIV/0! | 30 | 0.00079732 | 995.6488 | #DIV/0! | #DIV/0! | 90 | #DIV/0! | 0.5 | 1 | #DIV/0! | #DIV/0! | 0 | #DIV/0!
42 | 0.6 | 6.25e-06 | 0 | 0.01388 | 0.01388 | 0 | 0.00015131 | 0.00015131 | #DIV/0! | #DIV/0! | 25 | 0.00089021 | 997.047 | #DIV/0! | #DIV/0! | 90 | #DIV/0! | 0.5 | 1 | #DIV/0! | #DIV/0! | 0 | #DIV/0! | 42 | 0.6 | 6.25e-06 | 0 | 0.01388 | 0.01388 | 0 | 0.00015131 | 0.00015131 | #DIV/0! | #DIV/0! | 10 | 0.0013069 | 999.7027 | #DIV/0! | #DIV/0! | 90 | #DIV/0! | 0.5 | 1 | #DIV/0! | #DIV/0! | 0 | #DIV/0! | 42 | 0.6 | 6.25e-06 | 0 | 0.01388 | 0.01388 | 0 | 0.00015131 | 0.00015131 | #DIV/0! | #DIV/0! | 20 | 0.001002 | 998.2067 | #DIV/0! | #DIV/0! | 90 | #DIV/0! | 0.5 | 1 | #DIV/0! | #DIV/0! | 0 | #DIV/0! | 42 | 0.6 | 6.25e-06 | 0 | 0.01388 | 0.01388 | 0 | 0.00015131 | 0.00015131 | #DIV/0! | #DIV/0! | 30 | 0.00079732 | 995.6488 | #DIV/0! | #DIV/0! | 90 | #DIV/0! | 0.5 | 1 | #DIV/0! | #DIV/0! | 0 | #DIV/0!
43 | 0.6 | 6.25e-06 | 0 | 0.01388 | 0.01388 | 0 | 0.00015131 | 0.00015131 | #DIV/0! | #DIV/0! | 25 | 0.00089021 | 997.047 | #DIV/0! | #DIV/0! | 90 | #DIV/0! | 0.5 | 1 | #DIV/0! | #DIV/0! | 0 | #DIV/0! | 43 | 0.6 | 6.25e-06 | 0 | 0.01388 | 0.01388 | 0 | 0.00015131 | 0.00015131 | #DIV/0! | #DIV/0! | 10 | 0.0013069 | 999.7027 | #DIV/0! | #DIV/0! | 90 | #DIV/0! | 0.5 | 1 | #DIV/0! | #DIV/0! | 0 | #DIV/0! | 43 | 0.6 | 6.25e-06 | 0 | 0.01388 | 0.01388 | 0 | 0.00015131 | 0.00015131 | #DIV/0! | #DIV/0! | 20 | 0.001002 | 998.2067 | #DIV/0! | #DIV/0! | 90 | #DIV/0! | 0.5 | 1 | #DIV/0! | #DIV/0! | 0 | #DIV/0! | 43 | 0.6 | 6.25e-06 | 0 | 0.01388 | 0.01388 | 0 | 0.00015131 | 0.00015131 | #DIV/0! | #DIV/0! | 30 | 0.00079732 | 995.6488 | #DIV/0! | #DIV/0! | 90 | #DIV/0! | 0.5 | 1 | #DIV/0! | #DIV/0! | 0 | #DIV/0!
44 | 0.6 | 6.25e-06 | 0 | 0.01388 | 0.01388 | 0 | 0.00015131 | 0.00015131 | #DIV/0! | #DIV/0! | 25 | 0.00089021 | 997.047 | #DIV/0! | #DIV/0! | 90 | #DIV/0! | 0.5 | 1 | #DIV/0! | #DIV/0! | 0 | #DIV/0! | 44 | 0.6 | 6.25e-06 | 0 | 0.01388 | 0.01388 | 0 | 0.00015131 | 0.00015131 | #DIV/0! | #DIV/0! | 10 | 0.0013069 | 999.7027 | #DIV/0! | #DIV/0! | 90 | #DIV/0! | 0.5 | 1 | #DIV/0! | #DIV/0! | 0 | #DIV/0! | 44 | 0.6 | 6.25e-06 | 0 | 0.01388 | 0.01388 | 0 | 0.00015131 | 0.00015131 | #DIV/0! | #DIV/0! | 20 | 0.001002 | 998.2067 | #DIV/0! | #DIV/0! | 90 | #DIV/0! | 0.5 | 1 | #DIV/0! | #DIV/0! | 0 | #DIV/0! | 44 | 0.6 | 6.25e-06 | 0 | 0.01388 | 0.01388 | 0 | 0.00015131 | 0.00015131 | #DIV/0! | #DIV/0! | 30 | 0.00079732 | 995.6488 | #DIV/0! | #DIV/0! | 90 | #DIV/0! | 0.5 | 1 | #DIV/0! | #DIV/0! | 0 | #DIV/0!
45 | 0.6 | 6.25e-06 | 0 | 0.01388 | 0.01388 | 0 | 0.00015131 | 0.00015131 | #DIV/0! | #DIV/0! | 25 | 0.00089021 | 997.047 | #DIV/0! | #DIV/0! | 90 | #DIV/0! | 0.5 | 1 | #DIV/0! | #DIV/0! | 0 | #DIV/0! | 45 | 0.6 | 6.25e-06 | 0 | 0.01388 | 0.01388 | 0 | 0.00015131 | 0.00015131 | #DIV/0! | #DIV/0! | 10 | 0.0013069 | 999.7027 | #DIV/0! | #DIV/0! | 90 | #DIV/0! | 0.5 | 1 | #DIV/0! | #DIV/0! | 0 | #DIV/0! | 45 | 0.6 | 6.25e-06 | 0 | 0.01388 | 0.01388 | 0 | 0.00015131 | 0.00015131 | #DIV/0! | #DIV/0! | 20 | 0.001002 | 998.2067 | #DIV/0! | #DIV/0! | 90 | #DIV/0! | 0.5 | 1 | #DIV/0! | #DIV/0! | 0 | #DIV/0! | 45 | 0.6 | 6.25e-06 | 0 | 0.01388 | 0.01388 | 0 | 0.00015131 | 0.00015131 | #DIV/0! | #DIV/0! | 30 | 0.00079732 | 995.6488 | #DIV/0! | #DIV/0! | 90 | #DIV/0! | 0.5 | 1 | #DIV/0! | #DIV/0! | 0 | #DIV/0!
46 | 0.6 | 6.25e-06 | 0 | 0.01388 | 0.01388 | 0 | 0.00015131 | 0.00015131 | #DIV/0! | #DIV/0! | 25 | 0.00089021 | 997.047 | #DIV/0! | #DIV/0! | 90 | #DIV/0! | 0.5 | 1 | #DIV/0! | #DIV/0! | 0 | #DIV/0! | 46 | 0.6 | 6.25e-06 | 0 | 0.01388 | 0.01388 | 0 | 0.00015131 | 0.00015131 | #DIV/0! | #DIV/0! | 10 | 0.0013069 | 999.7027 | #DIV/0! | #DIV/0! | 90 | #DIV/0! | 0.5 | 1 | #DIV/0! | #DIV/0! | 0 | #DIV/0! | 46 | 0.6 | 6.25e-06 | 0 | 0.01388 | 0.01388 | 0 | 0.00015131 | 0.00015131 | #DIV/0! | #DIV/0! | 20 | 0.001002 | 998.2067 | #DIV/0! | #DIV/0! | 90 | #DIV/0! | 0.5 | 1 | #DIV/0! | #DIV/0! | 0 | #DIV/0! | 46 | 0.6 | 6.25e-06 | 0 | 0.01388 | 0.01388 | 0 | 0.00015131 | 0.00015131 | #DIV/0! | #DIV/0! | 30 | 0.00079732 | 995.6488 | #DIV/0! | #DIV/0! | 90 | #DIV/0! | 0.5 | 1 | #DIV/0! | #DIV/0! | 0 | #DIV/0!
47 | 0.6 | 6.25e-06 | 0 | 0.01388 | 0.01388 | 0 | 0.00015131 | 0.00015131 | #DIV/0! | #DIV/0! | 25 | 0.00089021 | 997.047 | #DIV/0! | #DIV/0! | 90 | #DIV/0! | 0.5 | 1 | #DIV/0! | #DIV/0! | 0 | #DIV/0! | 47 | 0.6 | 6.25e-06 | 0 | 0.01388 | 0.01388 | 0 | 0.00015131 | 0.00015131 | #DIV/0! | #DIV/0! | 10 | 0.0013069 | 999.7027 | #DIV/0! | #DIV/0! | 90 | #DIV/0! | 0.5 | 1 | #DIV/0! | #DIV/0! | 0 | #DIV/0! | 47 | 0.6 | 6.25e-06 | 0 | 0.01388 | 0.01388 | 0 | 0.00015131 | 0.00015131 | #DIV/0! | #DIV/0! | 20 | 0.001002 | 998.2067 | #DIV/0! | #DIV/0! | 90 | #DIV/0! | 0.5 | 1 | #DIV/0! | #DIV/0! | 0 | #DIV/0! | 47 | 0.6 | 6.25e-06 | 0 | 0.01388 | 0.01388 | 0 | 0.00015131 | 0.00015131 | #DIV/0! | #DIV/0! | 30 | 0.00079732 | 995.6488 | #DIV/0! | #DIV/0! | 90 | #DIV/0! | 0.5 | 1 | #DIV/0! | #DIV/0! | 0 | #DIV/0!
48 | 0.6 | 6.25e-06 | 0 | 0.01388 | 0.01388 | 0 | 0.00015131 | 0.00015131 | #DIV/0! | #DIV/0! | 25 | 0.00089021 | 997.047 | #DIV/0! | #DIV/0! | 90 | #DIV/0! | 0.5 | 1 | #DIV/0! | #DIV/0! | 0 | #DIV/0! | 48 | 0.6 | 6.25e-06 | 0 | 0.01388 | 0.01388 | 0 | 0.00015131 | 0.00015131 | #DIV/0! | #DIV/0! | 10 | 0.0013069 | 999.7027 | #DIV/0! | #DIV/0! | 90 | #DIV/0! | 0.5 | 1 | #DIV/0! | #DIV/0! | 0 | #DIV/0! | 48 | 0.6 | 6.25e-06 | 0 | 0.01388 | 0.01388 | 0 | 0.00015131 | 0.00015131 | #DIV/0! | #DIV/0! | 20 | 0.001002 | 998.2067 | #DIV/0! | #DIV/0! | 90 | #DIV/0! | 0.5 | 1 | #DIV/0! | #DIV/0! | 0 | #DIV/0! | 48 | 0.6 | 6.25e-06 | 0 | 0.01388 | 0.01388 | 0 | 0.00015131 | 0.00015131 | #DIV/0! | #DIV/0! | 30 | 0.00079732 | 995.6488 | #DIV/0! | #DIV/0! | 90 | #DIV/0! | 0.5 | 1 | #DIV/0! | #DIV/0! | 0 | #DIV/0!
49 | 0.6 | 6.25e-06 | 0 | 0.01388 | 0.01388 | 0 | 0.00015131 | 0.00015131 | #DIV/0! | #DIV/0! | 25 | 0.00089021 | 997.047 | #DIV/0! | #DIV/0! | 90 | #DIV/0! | 0.5 | 1 | #DIV/0! | #DIV/0! | 0 | #DIV/0! | 49 | 0.6 | 6.25e-06 | 0 | 0.01388 | 0.01388 | 0 | 0.00015131 | 0.00015131 | #DIV/0! | #DIV/0! | 10 | 0.0013069 | 999.7027 | #DIV/0! | #DIV/0! | 90 | #DIV/0! | 0.5 | 1 | #DIV/0! | #DIV/0! | 0 | #DIV/0! | 49 | 0.6 | 6.25e-06 | 0 | 0.01388 | 0.01388 | 0 | 0.00015131 | 0.00015131 | #DIV/0! | #DIV/0! | 20 | 0.001002 | 998.2067 | #DIV/0! | #DIV/0! | 90 | #DIV/0! | 0.5 | 1 | #DIV/0! | #DIV/0! | 0 | #DIV/0! | 49 | 0.6 | 6.25e-06 | 0 | 0.01388 | 0.01388 | 0 | 0.00015131 | 0.00015131 | #DIV/0! | #DIV/0! | 30 | 0.00079732 | 995.6488 | #DIV/0! | #DIV/0! | 90 | #DIV/0! | 0.5 | 1 | #DIV/0! | #DIV/0! | 0 | #DIV/0!
50 | 0.6 | 6.25e-06 | 0 | 0.01388 | 0.01388 | 0 | 0.00015131 | 0.00015131 | #DIV/0! | #DIV/0! | 25 | 0.00089021 | 997.047 | #DIV/0! | #DIV/0! | 90 | #DIV/0! | 0.5 | 1 | #DIV/0! | #DIV/0! | 0 | #DIV/0! | 50 | 0.6 | 6.25e-06 | 0 | 0.01388 | 0.01388 | 0 | 0.00015131 | 0.00015131 | #DIV/0! | #DIV/0! | 10 | 0.0013069 | 999.7027 | #DIV/0! | #DIV/0! | 90 | #DIV/0! | 0.5 | 1 | #DIV/0! | #DIV/0! | 0 | #DIV/0! | 50 | 0.6 | 6.25e-06 | 0 | 0.01388 | 0.01388 | 0 | 0.00015131 | 0.00015131 | #DIV/0! | #DIV/0! | 20 | 0.001002 | 998.2067 | #DIV/0! | #DIV/0! | 90 | #DIV/0! | 0.5 | 1 | #DIV/0! | #DIV/0! | 0 | #DIV/0! | 50 | 0.6 | 6.25e-06 | 0 | 0.01388 | 0.01388 | 0 | 0.00015131 | 0.00015131 | #DIV/0! | #DIV/0! | 30 | 0.00079732 | 995.6488 | #DIV/0! | #DIV/0! | 90 | #DIV/0! | 0.5 | 1 | #DIV/0! | #DIV/0! | 0 | #DIV/0!
51 | 0.6 | 6.25e-06 | 0 | 0.01388 | 0.01388 | 0 | 0.00015131 | 0.00015131 | #DIV/0! | #DIV/0! | 25 | 0.00089021 | 997.047 | #DIV/0! | #DIV/0! | 90 | #DIV/0! | 0.5 | 1 | #DIV/0! | #DIV/0! | 0 | #DIV/0! | 51 | 0.6 | 6.25e-06 | 0 | 0.01388 | 0.01388 | 0 | 0.00015131 | 0.00015131 | #DIV/0! | #DIV/0! | 10 | 0.0013069 | 999.7027 | #DIV/0! | #DIV/0! | 90 | #DIV/0! | 0.5 | 1 | #DIV/0! | #DIV/0! | 0 | #DIV/0! | 51 | 0.6 | 6.25e-06 | 0 | 0.01388 | 0.01388 | 0 | 0.00015131 | 0.00015131 | #DIV/0! | #DIV/0! | 20 | 0.001002 | 998.2067 | #DIV/0! | #DIV/0! | 90 | #DIV/0! | 0.5 | 1 | #DIV/0! | #DIV/0! | 0 | #DIV/0! | 51 | 0.6 | 6.25e-06 | 0 | 0.01388 | 0.01388 | 0 | 0.00015131 | 0.00015131 | #DIV/0! | #DIV/0! | 30 | 0.00079732 | 995.6488 | #DIV/0! | #DIV/0! | 90 | #DIV/0! | 0.5 | 1 | #DIV/0! | #DIV/0! | 0 | #DIV/0!
52 | 0.6 | 6.25e-06 | 0 | 0.01388 | 0.01388 | 0 | 0.00015131 | 0.00015131 | #DIV/0! | #DIV/0! | 25 | 0.00089021 | 997.047 | #DIV/0! | #DIV/0! | 90 | #DIV/0! | 0.5 | 1 | #DIV/0! | #DIV/0! | 0 | #DIV/0! | 52 | 0.6 | 6.25e-06 | 0 | 0.01388 | 0.01388 | 0 | 0.00015131 | 0.00015131 | #DIV/0! | #DIV/0! | 10 | 0.0013069 | 999.7027 | #DIV/0! | #DIV/0! | 90 | #DIV/0! | 0.5 | 1 | #DIV/0! | #DIV/0! | 0 | #DIV/0! | 52 | 0.6 | 6.25e-06 | 0 | 0.01388 | 0.01388 | 0 | 0.00015131 | 0.00015131 | #DIV/0! | #DIV/0! | 20 | 0.001002 | 998.2067 | #DIV/0! | #DIV/0! | 90 | #DIV/0! | 0.5 | 1 | #DIV/0! | #DIV/0! | 0 | #DIV/0! | 52 | 0.6 | 6.25e-06 | 0 | 0.01388 | 0.01388 | 0 | 0.00015131 | 0.00015131 | #DIV/0! | #DIV/0! | 30 | 0.00079732 | 995.6488 | #DIV/0! | #DIV/0! | 90 | #DIV/0! | 0.5 | 1 | #DIV/0! | #DIV/0! | 0 | #DIV/0!
53 | 0.6 | 6.25e-06 | 0 | 0.01388 | 0.01388 | 0 | 0.00015131 | 0.00015131 | #DIV/0! | #DIV/0! | 25 | 0.00089021 | 997.047 | #DIV/0! | #DIV/0! | 90 | #DIV/0! | 0.5 | 1 | #DIV/0! | #DIV/0! | 0 | #DIV/0! | 53 | 0.6 | 6.25e-06 | 0 | 0.01388 | 0.01388 | 0 | 0.00015131 | 0.00015131 | #DIV/0! | #DIV/0! | 10 | 0.0013069 | 999.7027 | #DIV/0! | #DIV/0! | 90 | #DIV/0! | 0.5 | 1 | #DIV/0! | #DIV/0! | 0 | #DIV/0! | 53 | 0.6 | 6.25e-06 | 0 | 0.01388 | 0.01388 | 0 | 0.00015131 | 0.00015131 | #DIV/0! | #DIV/0! | 20 | 0.001002 | 998.2067 | #DIV/0! | #DIV/0! | 90 | #DIV/0! | 0.5 | 1 | #DIV/0! | #DIV/0! | 0 | #DIV/0! | 53 | 0.6 | 6.25e-06 | 0 | 0.01388 | 0.01388 | 0 | 0.00015131 | 0.00015131 | #DIV/0! | #DIV/0! | 30 | 0.00079732 | 995.6488 | #DIV/0! | #DIV/0! | 90 | #DIV/0! | 0.5 | 1 | #DIV/0! | #DIV/0! | 0 | #DIV/0!
54 | 0.6 | 6.25e-06 | 0 | 0.01388 | 0.01388 | 0 | 0.00015131 | 0.00015131 | #DIV/0! | #DIV/0! | 25 | 0.00089021 | 997.047 | #DIV/0! | #DIV/0! | 90 | #DIV/0! | 0.5 | 1 | #DIV/0! | #DIV/0! | 0 | #DIV/0! | 54 | 0.6 | 6.25e-06 | 0 | 0.01388 | 0.01388 | 0 | 0.00015131 | 0.00015131 | #DIV/0! | #DIV/0! | 10 | 0.0013069 | 999.7027 | #DIV/0! | #DIV/0! | 90 | #DIV/0! | 0.5 | 1 | #DIV/0! | #DIV/0! | 0 | #DIV/0! | 54 | 0.6 | 6.25e-06 | 0 | 0.01388 | 0.01388 | 0 | 0.00015131 | 0.00015131 | #DIV/0! | #DIV/0! | 20 | 0.001002 | 998.2067 | #DIV/0! | #DIV/0! | 90 | #DIV/0! | 0.5 | 1 | #DIV/0! | #DIV/0! | 0 | #DIV/0! | 54 | 0.6 | 6.25e-06 | 0 | 0.01388 | 0.01388 | 0 | 0.00015131 | 0.00015131 | #DIV/0! | #DIV/0! | 30 | 0.00079732 | 995.6488 | #DIV/0! | #DIV/0! | 90 | #DIV/0! | 0.5 | 1 | #DIV/0! | #DIV/0! | 0 | #DIV/0!
55 | 0.6 | 6.25e-06 | 0 | 0.01388 | 0.01388 | 0 | 0.00015131 | 0.00015131 | #DIV/0! | #DIV/0! | 25 | 0.00089021 | 997.047 | #DIV/0! | #DIV/0! | 90 | #DIV/0! | 0.5 | 1 | #DIV/0! | #DIV/0! | 0 | #DIV/0! | 55 | 0.6 | 6.25e-06 | 0 | 0.01388 | 0.01388 | 0 | 0.00015131 | 0.00015131 | #DIV/0! | #DIV/0! | 10 | 0.0013069 | 999.7027 | #DIV/0! | #DIV/0! | 90 | #DIV/0! | 0.5 | 1 | #DIV/0! | #DIV/0! | 0 | #DIV/0! | 55 | 0.6 | 6.25e-06 | 0 | 0.01388 | 0.01388 | 0 | 0.00015131 | 0.00015131 | #DIV/0! | #DIV/0! | 20 | 0.001002 | 998.2067 | #DIV/0! | #DIV/0! | 90 | #DIV/0! | 0.5 | 1 | #DIV/0! | #DIV/0! | 0 | #DIV/0! | 55 | 0.6 | 6.25e-06 | 0 | 0.01388 | 0.01388 | 0 | 0.00015131 | 0.00015131 | #DIV/0! | #DIV/0! | 30 | 0.00079732 | 995.6488 | #DIV/0! | #DIV/0! | 90 | #DIV/0! | 0.5 | 1 | #DIV/0! | #DIV/0! | 0 | #DIV/0!
56 | 0.6 | 6.25e-06 | 0 | 0.01388 | 0.01388 | 0 | 0.00015131 | 0.00015131 | #DIV/0! | #DIV/0! | 25 | 0.00089021 | 997.047 | #DIV/0! | #DIV/0! | 90 | #DIV/0! | 0.5 | 1 | #DIV/0! | #DIV/0! | 0 | #DIV/0! | 56 | 0.6 | 6.25e-06 | 0 | 0.01388 | 0.01388 | 0 | 0.00015131 | 0.00015131 | #DIV/0! | #DIV/0! | 10 | 0.0013069 | 999.7027 | #DIV/0! | #DIV/0! | 90 | #DIV/0! | 0.5 | 1 | #DIV/0! | #DIV/0! | 0 | #DIV/0! | 56 | 0.6 | 6.25e-06 | 0 | 0.01388 | 0.01388 | 0 | 0.00015131 | 0.00015131 | #DIV/0! | #DIV/0! | 20 | 0.001002 | 998.2067 | #DIV/0! | #DIV/0! | 90 | #DIV/0! | 0.5 | 1 | #DIV/0! | #DIV/0! | 0 | #DIV/0! | 56 | 0.6 | 6.25e-06 | 0 | 0.01388 | 0.01388 | 0 | 0.00015131 | 0.00015131 | #DIV/0! | #DIV/0! | 30 | 0.00079732 | 995.6488 | #DIV/0! | #DIV/0! | 90 | #DIV/0! | 0.5 | 1 | #DIV/0! | #DIV/0! | 0 | #DIV/0!
57 | 0.6 | 6.25e-06 | 0 | 0.01388 | 0.01388 | 0 | 0.00015131 | 0.00015131 | #DIV/0! | #DIV/0! | 25 | 0.00089021 | 997.047 | #DIV/0! | #DIV/0! | 90 | #DIV/0! | 0.5 | 1 | #DIV/0! | #DIV/0! | 0 | #DIV/0! | 57 | 0.6 | 6.25e-06 | 0 | 0.01388 | 0.01388 | 0 | 0.00015131 | 0.00015131 | #DIV/0! | #DIV/0! | 10 | 0.0013069 | 999.7027 | #DIV/0! | #DIV/0! | 90 | #DIV/0! | 0.5 | 1 | #DIV/0! | #DIV/0! | 0 | #DIV/0! | 57 | 0.6 | 6.25e-06 | 0 | 0.01388 | 0.01388 | 0 | 0.00015131 | 0.00015131 | #DIV/0! | #DIV/0! | 20 | 0.001002 | 998.2067 | #DIV/0! | #DIV/0! | 90 | #DIV/0! | 0.5 | 1 | #DIV/0! | #DIV/0! | 0 | #DIV/0! | 57 | 0.6 | 6.25e-06 | 0 | 0.01388 | 0.01388 | 0 | 0.00015131 | 0.00015131 | #DIV/0! | #DIV/0! | 30 | 0.00079732 | 995.6488 | #DIV/0! | #DIV/0! | 90 | #DIV/0! | 0.5 | 1 | #DIV/0! | #DIV/0! | 0 | #DIV/0!
58 | 0.6 | 6.25e-06 | 0 | 0.01388 | 0.01388 | 0 | 0.00015131 | 0.00015131 | #DIV/0! | #DIV/0! | 25 | 0.00089021 | 997.047 | #DIV/0! | #DIV/0! | 90 | #DIV/0! | 0.5 | 1 | #DIV/0! | #DIV/0! | 0 | #DIV/0! | 58 | 0.6 | 6.25e-06 | 0 | 0.01388 | 0.01388 | 0 | 0.00015131 | 0.00015131 | #DIV/0! | #DIV/0! | 10 | 0.0013069 | 999.7027 | #DIV/0! | #DIV/0! | 90 | #DIV/0! | 0.5 | 1 | #DIV/0! | #DIV/0! | 0 | #DIV/0! | 58 | 0.6 | 6.25e-06 | 0 | 0.01388 | 0.01388 | 0 | 0.00015131 | 0.00015131 | #DIV/0! | #DIV/0! | 20 | 0.001002 | 998.2067 | #DIV/0! | #DIV/0! | 90 | #DIV/0! | 0.5 | 1 | #DIV/0! | #DIV/0! | 0 | #DIV/0! | 58 | 0.6 | 6.25e-06 | 0 | 0.01388 | 0.01388 | 0 | 0.00015131 | 0.00015131 | #DIV/0! | #DIV/0! | 30 | 0.00079732 | 995.6488 | #DIV/0! | #DIV/0! | 90 | #DIV/0! | 0.5 | 1 | #DIV/0! | #DIV/0! | 0 | #DIV/0!
59 | 0.6 | 6.25e-06 | 0 | 0.01388 | 0.01388 | 0 | 0.00015131 | 0.00015131 | #DIV/0! | #DIV/0! | 25 | 0.00089021 | 997.047 | #DIV/0! | #DIV/0! | 90 | #DIV/0! | 0.5 | 1 | #DIV/0! | #DIV/0! | 0 | #DIV/0! | 59 | 0.6 | 6.25e-06 | 0 | 0.01388 | 0.01388 | 0 | 0.00015131 | 0.00015131 | #DIV/0! | #DIV/0! | 10 | 0.0013069 | 999.7027 | #DIV/0! | #DIV/0! | 90 | #DIV/0! | 0.5 | 1 | #DIV/0! | #DIV/0! | 0 | #DIV/0! | 59 | 0.6 | 6.25e-06 | 0 | 0.01388 | 0.01388 | 0 | 0.00015131 | 0.00015131 | #DIV/0! | #DIV/0! | 20 | 0.001002 | 998.2067 | #DIV/0! | #DIV/0! | 90 | #DIV/0! | 0.5 | 1 | #DIV/0! | #DIV/0! | 0 | #DIV/0! | 59 | 0.6 | 6.25e-06 | 0 | 0.01388 | 0.01388 | 0 | 0.00015131 | 0.00015131 | #DIV/0! | #DIV/0! | 30 | 0.00079732 | 995.6488 | #DIV/0! | #DIV/0! | 90 | #DIV/0! | 0.5 | 1 | #DIV/0! | #DIV/0! | 0 | #DIV/0!
60 | 0.6 | 6.25e-06 | 0 | 0.01388 | 0.01388 | 0 | 0.00015131 | 0.00015131 | #DIV/0! | #DIV/0! | 25 | 0.00089021 | 997.047 | #DIV/0! | #DIV/0! | 90 | #DIV/0! | 0.5 | 1 | #DIV/0! | #DIV/0! | 0 | #DIV/0! | 60 | 0.6 | 6.25e-06 | 0 | 0.01388 | 0.01388 | 0 | 0.00015131 | 0.00015131 | #DIV/0! | #DIV/0! | 10 | 0.0013069 | 999.7027 | #DIV/0! | #DIV/0! | 90 | #DIV/0! | 0.5 | 1 | #DIV/0! | #DIV/0! | 0 | #DIV/0! | 60 | 0.6 | 6.25e-06 | 0 | 0.01388 | 0.01388 | 0 | 0.00015131 | 0.00015131 | #DIV/0! | #DIV/0! | 20 | 0.001002 | 998.2067 | #DIV/0! | #DIV/0! | 90 | #DIV/0! | 0.5 | 1 | #DIV/0! | #DIV/0! | 0 | #DIV/0! | 60 | 0.6 | 6.25e-06 | 0 | 0.01388 | 0.01388 | 0 | 0.00015131 | 0.00015131 | #DIV/0! | #DIV/0! | 30 | 0.00079732 | 995.6488 | #DIV/0! | #DIV/0! | 90 | #DIV/0! | 0.5 | 1 | #DIV/0! | #DIV/0! | 0 | #DIV/0!
1 | 0.8 | 8.3333e-06 | 0 | 0.01388 | 0.01388 | 0 | 0.00015131 | 0.00015131 | #DIV/0! | #DIV/0! | 25 | 0.00089021 | 997.047 | #DIV/0! | #DIV/0! | 90 | #DIV/0! | 0.5 | 1 | #DIV/0! | #DIV/0! | 0 | #DIV/0! | 1 | 0.8 | 8.3333e-06 | 0 | 0.01388 | 0.01388 | 0 | 0.00015131 | 0.00015131 | #DIV/0! | #DIV/0! | 10 | 0.0013069 | 999.7027 | #DIV/0! | #DIV/0! | 90 | #DIV/0! | 0.5 | 1 | #DIV/0! | #DIV/0! | 0 | #DIV/0! | 1 | 0.8 | 8.3333e-06 | 0 | 0.01388 | 0.01388 | 0 | 0.00015131 | 0.00015131 | #DIV/0! | #DIV/0! | 20 | 0.001002 | 998.2067 | #DIV/0! | #DIV/0! | 90 | #DIV/0! | 0.5 | 1 | #DIV/0! | #DIV/0! | 0 | #DIV/0! | 1 | 0.8 | 8.3333e-06 | 0 | 0.01388 | 0.01388 | 0 | 0.00015131 | 0.00015131 | #DIV/0! | #DIV/0! | 30 | 0.00079732 | 995.6488 | #DIV/0! | #DIV/0! | 90 | #DIV/0! | 0.5 | 1 | #DIV/0! | #DIV/0! | 0 | #DIV/0!
2 | 0.8 | 8.3333e-06 | 0 | 0.01388 | 0.01388 | 0 | 0.00015131 | 0.00015131 | #DIV/0! | #DIV/0! | 25 | 0.00089021 | 997.047 | #DIV/0! | #DIV/0! | 90 | #DIV/0! | 0.5 | 1 | #DIV/0! | #DIV/0! | 0 | #DIV/0! | 2 | 0.8 | 8.3333e-06 | 0 | 0.01388 | 0.01388 | 0 | 0.00015131 | 0.00015131 | #DIV/0! | #DIV/0! | 10 | 0.0013069 | 999.7027 | #DIV/0! | #DIV/0! | 90 | #DIV/0! | 0.5 | 1 | #DIV/0! | #DIV/0! | 0 | #DIV/0! | 2 | 0.8 | 8.3333e-06 | 0 | 0.01388 | 0.01388 | 0 | 0.00015131 | 0.00015131 | #DIV/0! | #DIV/0! | 20 | 0.001002 | 998.2067 | #DIV/0! | #DIV/0! | 90 | #DIV/0! | 0.5 | 1 | #DIV/0! | #DIV/0! | 0 | #DIV/0! | 2 | 0.8 | 8.3333e-06 | 0 | 0.01388 | 0.01388 | 0 | 0.00015131 | 0.00015131 | #DIV/0! | #DIV/0! | 30 | 0.00079732 | 995.6488 | #DIV/0! | #DIV/0! | 90 | #DIV/0! | 0.5 | 1 | #DIV/0! | #DIV/0! | 0 | #DIV/0!
3 | 0.8 | 8.3333e-06 | 0 | 0.01388 | 0.01388 | 0 | 0.00015131 | 0.00015131 | #DIV/0! | #DIV/0! | 25 | 0.00089021 | 997.047 | #DIV/0! | #DIV/0! | 90 | #DIV/0! | 0.5 | 1 | #DIV/0! | #DIV/0! | 0 | #DIV/0! | 3 | 0.8 | 8.3333e-06 | 0 | 0.01388 | 0.01388 | 0 | 0.00015131 | 0.00015131 | #DIV/0! | #DIV/0! | 10 | 0.0013069 | 999.7027 | #DIV/0! | #DIV/0! | 90 | #DIV/0! | 0.5 | 1 | #DIV/0! | #DIV/0! | 0 | #DIV/0! | 3 | 0.8 | 8.3333e-06 | 0 | 0.01388 | 0.01388 | 0 | 0.00015131 | 0.00015131 | #DIV/0! | #DIV/0! | 20 | 0.001002 | 998.2067 | #DIV/0! | #DIV/0! | 90 | #DIV/0! | 0.5 | 1 | #DIV/0! | #DIV/0! | 0 | #DIV/0! | 3 | 0.8 | 8.3333e-06 | 0 | 0.01388 | 0.01388 | 0 | 0.00015131 | 0.00015131 | #DIV/0! | #DIV/0! | 30 | 0.00079732 | 995.6488 | #DIV/0! | #DIV/0! | 90 | #DIV/0! | 0.5 | 1 | #DIV/0! | #DIV/0! | 0 | #DIV/0!
4 | 0.8 | 8.3333e-06 | 0 | 0.01388 | 0.01388 | 0 | 0.00015131 | 0.00015131 | #DIV/0! | #DIV/0! | 25 | 0.00089021 | 997.047 | #DIV/0! | #DIV/0! | 90 | #DIV/0! | 0.5 | 1 | #DIV/0! | #DIV/0! | 0 | #DIV/0! | 4 | 0.8 | 8.3333e-06 | 0 | 0.01388 | 0.01388 | 0 | 0.00015131 | 0.00015131 | #DIV/0! | #DIV/0! | 10 | 0.0013069 | 999.7027 | #DIV/0! | #DIV/0! | 90 | #DIV/0! | 0.5 | 1 | #DIV/0! | #DIV/0! | 0 | #DIV/0! | 4 | 0.8 | 8.3333e-06 | 0 | 0.01388 | 0.01388 | 0 | 0.00015131 | 0.00015131 | #DIV/0! | #DIV/0! | 20 | 0.001002 | 998.2067 | #DIV/0! | #DIV/0! | 90 | #DIV/0! | 0.5 | 1 | #DIV/0! | #DIV/0! | 0 | #DIV/0! | 4 | 0.8 | 8.3333e-06 | 0 | 0.01388 | 0.01388 | 0 | 0.00015131 | 0.00015131 | #DIV/0! | #DIV/0! | 30 | 0.00079732 | 995.6488 | #DIV/0! | #DIV/0! | 90 | #DIV/0! | 0.5 | 1 | #DIV/0! | #DIV/0! | 0 | #DIV/0!
5 | 0.8 | 8.3333e-06 | 0 | 0.01388 | 0.01388 | 0 | 0.00015131 | 0.00015131 | #DIV/0! | #DIV/0! | 25 | 0.00089021 | 997.047 | #DIV/0! | #DIV/0! | 90 | #DIV/0! | 0.5 | 1 | #DIV/0! | #DIV/0! | 0 | #DIV/0! | 5 | 0.8 | 8.3333e-06 | 0 | 0.01388 | 0.01388 | 0 | 0.00015131 | 0.00015131 | #DIV/0! | #DIV/0! | 10 | 0.0013069 | 999.7027 | #DIV/0! | #DIV/0! | 90 | #DIV/0! | 0.5 | 1 | #DIV/0! | #DIV/0! | 0 | #DIV/0! | 5 | 0.8 | 8.3333e-06 | 0 | 0.01388 | 0.01388 | 0 | 0.00015131 | 0.00015131 | #DIV/0! | #DIV/0! | 20 | 0.001002 | 998.2067 | #DIV/0! | #DIV/0! | 90 | #DIV/0! | 0.5 | 1 | #DIV/0! | #DIV/0! | 0 | #DIV/0! | 5 | 0.8 | 8.3333e-06 | 0 | 0.01388 | 0.01388 | 0 | 0.00015131 | 0.00015131 | #DIV/0! | #DIV/0! | 30 | 0.00079732 | 995.6488 | #DIV/0! | #DIV/0! | 90 | #DIV/0! | 0.5 | 1 | #DIV/0! | #DIV/0! | 0 | #DIV/0!
6 | 0.8 | 8.3333e-06 | 0 | 0.01388 | 0.01388 | 0 | 0.00015131 | 0.00015131 | #DIV/0! | #DIV/0! | 25 | 0.00089021 | 997.047 | #DIV/0! | #DIV/0! | 90 | #DIV/0! | 0.5 | 1 | #DIV/0! | #DIV/0! | 0 | #DIV/0! | 6 | 0.8 | 8.3333e-06 | 0 | 0.01388 | 0.01388 | 0 | 0.00015131 | 0.00015131 | #DIV/0! | #DIV/0! | 10 | 0.0013069 | 999.7027 | #DIV/0! | #DIV/0! | 90 | #DIV/0! | 0.5 | 1 | #DIV/0! | #DIV/0! | 0 | #DIV/0! | 6 | 0.8 | 8.3333e-06 | 0 | 0.01388 | 0.01388 | 0 | 0.00015131 | 0.00015131 | #DIV/0! | #DIV/0! | 20 | 0.001002 | 998.2067 | #DIV/0! | #DIV/0! | 90 | #DIV/0! | 0.5 | 1 | #DIV/0! | #DIV/0! | 0 | #DIV/0! | 6 | 0.8 | 8.3333e-06 | 0 | 0.01388 | 0.01388 | 0 | 0.00015131 | 0.00015131 | #DIV/0! | #DIV/0! | 30 | 0.00079732 | 995.6488 | #DIV/0! | #DIV/0! | 90 | #DIV/0! | 0.5 | 1 | #DIV/0! | #DIV/0! | 0 | #DIV/0!
7 | 0.8 | 8.3333e-06 | 0 | 0.01388 | 0.01388 | 0 | 0.00015131 | 0.00015131 | #DIV/0! | #DIV/0! | 25 | 0.00089021 | 997.047 | #DIV/0! | #DIV/0! | 90 | #DIV/0! | 0.5 | 1 | #DIV/0! | #DIV/0! | 0 | #DIV/0! | 7 | 0.8 | 8.3333e-06 | 0 | 0.01388 | 0.01388 | 0 | 0.00015131 | 0.00015131 | #DIV/0! | #DIV/0! | 10 | 0.0013069 | 999.7027 | #DIV/0! | #DIV/0! | 90 | #DIV/0! | 0.5 | 1 | #DIV/0! | #DIV/0! | 0 | #DIV/0! | 7 | 0.8 | 8.3333e-06 | 0 | 0.01388 | 0.01388 | 0 | 0.00015131 | 0.00015131 | #DIV/0! | #DIV/0! | 20 | 0.001002 | 998.2067 | #DIV/0! | #DIV/0! | 90 | #DIV/0! | 0.5 | 1 | #DIV/0! | #DIV/0! | 0 | #DIV/0! | 7 | 0.8 | 8.3333e-06 | 0 | 0.01388 | 0.01388 | 0 | 0.00015131 | 0.00015131 | #DIV/0! | #DIV/0! | 30 | 0.00079732 | 995.6488 | #DIV/0! | #DIV/0! | 90 | #DIV/0! | 0.5 | 1 | #DIV/0! | #DIV/0! | 0 | #DIV/0!
8 | 0.8 | 8.3333e-06 | 0 | 0.01388 | 0.01388 | 0 | 0.00015131 | 0.00015131 | #DIV/0! | #DIV/0! | 25 | 0.00089021 | 997.047 | #DIV/0! | #DIV/0! | 90 | #DIV/0! | 0.5 | 1 | #DIV/0! | #DIV/0! | 0 | #DIV/0! | 8 | 0.8 | 8.3333e-06 | 0 | 0.01388 | 0.01388 | 0 | 0.00015131 | 0.00015131 | #DIV/0! | #DIV/0! | 10 | 0.0013069 | 999.7027 | #DIV/0! | #DIV/0! | 90 | #DIV/0! | 0.5 | 1 | #DIV/0! | #DIV/0! | 0 | #DIV/0! | 8 | 0.8 | 8.3333e-06 | 0 | 0.01388 | 0.01388 | 0 | 0.00015131 | 0.00015131 | #DIV/0! | #DIV/0! | 20 | 0.001002 | 998.2067 | #DIV/0! | #DIV/0! | 90 | #DIV/0! | 0.5 | 1 | #DIV/0! | #DIV/0! | 0 | #DIV/0! | 8 | 0.8 | 8.3333e-06 | 0 | 0.01388 | 0.01388 | 0 | 0.00015131 | 0.00015131 | #DIV/0! | #DIV/0! | 30 | 0.00079732 | 995.6488 | #DIV/0! | #DIV/0! | 90 | #DIV/0! | 0.5 | 1 | #DIV/0! | #DIV/0! | 0 | #DIV/0!
9 | 0.8 | 8.3333e-06 | 0 | 0.01388 | 0.01388 | 0 | 0.00015131 | 0.00015131 | #DIV/0! | #DIV/0! | 25 | 0.00089021 | 997.047 | #DIV/0! | #DIV/0! | 90 | #DIV/0! | 0.5 | 1 | #DIV/0! | #DIV/0! | 0 | #DIV/0! | 9 | 0.8 | 8.3333e-06 | 0 | 0.01388 | 0.01388 | 0 | 0.00015131 | 0.00015131 | #DIV/0! | #DIV/0! | 10 | 0.0013069 | 999.7027 | #DIV/0! | #DIV/0! | 90 | #DIV/0! | 0.5 | 1 | #DIV/0! | #DIV/0! | 0 | #DIV/0! | 9 | 0.8 | 8.3333e-06 | 0 | 0.01388 | 0.01388 | 0 | 0.00015131 | 0.00015131 | #DIV/0! | #DIV/0! | 20 | 0.001002 | 998.2067 | #DIV/0! | #DIV/0! | 90 | #DIV/0! | 0.5 | 1 | #DIV/0! | #DIV/0! | 0 | #DIV/0! | 9 | 0.8 | 8.3333e-06 | 0 | 0.01388 | 0.01388 | 0 | 0.00015131 | 0.00015131 | #DIV/0! | #DIV/0! | 30 | 0.00079732 | 995.6488 | #DIV/0! | #DIV/0! | 90 | #DIV/0! | 0.5 | 1 | #DIV/0! | #DIV/0! | 0 | #DIV/0!
10 | 0.8 | 8.3333e-06 | 0 | 0.01388 | 0.01388 | 0 | 0.00015131 | 0.00015131 | #DIV/0! | #DIV/0! | 25 | 0.00089021 | 997.047 | #DIV/0! | #DIV/0! | 90 | #DIV/0! | 0.5 | 1 | #DIV/0! | #DIV/0! | 0 | #DIV/0! | 10 | 0.8 | 8.3333e-06 | 0 | 0.01388 | 0.01388 | 0 | 0.00015131 | 0.00015131 | #DIV/0! | #DIV/0! | 10 | 0.0013069 | 999.7027 | #DIV/0! | #DIV/0! | 90 | #DIV/0! | 0.5 | 1 | #DIV/0! | #DIV/0! | 0 | #DIV/0! | 10 | 0.8 | 8.3333e-06 | 0 | 0.01388 | 0.01388 | 0 | 0.00015131 | 0.00015131 | #DIV/0! | #DIV/0! | 20 | 0.001002 | 998.2067 | #DIV/0! | #DIV/0! | 90 | #DIV/0! | 0.5 | 1 | #DIV/0! | #DIV/0! | 0 | #DIV/0! | 10 | 0.8 | 8.3333e-06 | 0 | 0.01388 | 0.01388 | 0 | 0.00015131 | 0.00015131 | #DIV/0! | #DIV/0! | 30 | 0.00079732 | 995.6488 | #DIV/0! | #DIV/0! | 90 | #DIV/0! | 0.5 | 1 | #DIV/0! | #DIV/0! | 0 | #DIV/0!
11 | 0.8 | 8.3333e-06 | 0 | 0.01388 | 0.01388 | 0 | 0.00015131 | 0.00015131 | #DIV/0! | #DIV/0! | 25 | 0.00089021 | 997.047 | #DIV/0! | #DIV/0! | 90 | #DIV/0! | 0.5 | 1 | #DIV/0! | #DIV/0! | 0 | #DIV/0! | 11 | 0.8 | 8.3333e-06 | 0 | 0.01388 | 0.01388 | 0 | 0.00015131 | 0.00015131 | #DIV/0! | #DIV/0! | 10 | 0.0013069 | 999.7027 | #DIV/0! | #DIV/0! | 90 | #DIV/0! | 0.5 | 1 | #DIV/0! | #DIV/0! | 0 | #DIV/0! | 11 | 0.8 | 8.3333e-06 | 0 | 0.01388 | 0.01388 | 0 | 0.00015131 | 0.00015131 | #DIV/0! | #DIV/0! | 20 | 0.001002 | 998.2067 | #DIV/0! | #DIV/0! | 90 | #DIV/0! | 0.5 | 1 | #DIV/0! | #DIV/0! | 0 | #DIV/0! | 11 | 0.8 | 8.3333e-06 | 0 | 0.01388 | 0.01388 | 0 | 0.00015131 | 0.00015131 | #DIV/0! | #DIV/0! | 30 | 0.00079732 | 995.6488 | #DIV/0! | #DIV/0! | 90 | #DIV/0! | 0.5 | 1 | #DIV/0! | #DIV/0! | 0 | #DIV/0!
12 | 0.8 | 8.3333e-06 | 0 | 0.01388 | 0.01388 | 0 | 0.00015131 | 0.00015131 | #DIV/0! | #DIV/0! | 25 | 0.00089021 | 997.047 | #DIV/0! | #DIV/0! | 90 | #DIV/0! | 0.5 | 1 | #DIV/0! | #DIV/0! | 0 | #DIV/0! | 12 | 0.8 | 8.3333e-06 | 0 | 0.01388 | 0.01388 | 0 | 0.00015131 | 0.00015131 | #DIV/0! | #DIV/0! | 10 | 0.0013069 | 999.7027 | #DIV/0! | #DIV/0! | 90 | #DIV/0! | 0.5 | 1 | #DIV/0! | #DIV/0! | 0 | #DIV/0! | 12 | 0.8 | 8.3333e-06 | 0 | 0.01388 | 0.01388 | 0 | 0.00015131 | 0.00015131 | #DIV/0! | #DIV/0! | 20 | 0.001002 | 998.2067 | #DIV/0! | #DIV/0! | 90 | #DIV/0! | 0.5 | 1 | #DIV/0! | #DIV/0! | 0 | #DIV/0! | 12 | 0.8 | 8.3333e-06 | 0 | 0.01388 | 0.01388 | 0 | 0.00015131 | 0.00015131 | #DIV/0! | #DIV/0! | 30 | 0.00079732 | 995.6488 | #DIV/0! | #DIV/0! | 90 | #DIV/0! | 0.5 | 1 | #DIV/0! | #DIV/0! | 0 | #DIV/0!
13 | 0.8 | 8.3333e-06 | 0 | 0.01388 | 0.01388 | 0 | 0.00015131 | 0.00015131 | #DIV/0! | #DIV/0! | 25 | 0.00089021 | 997.047 | #DIV/0! | #DIV/0! | 90 | #DIV/0! | 0.5 | 1 | #DIV/0! | #DIV/0! | 0 | #DIV/0! | 13 | 0.8 | 8.3333e-06 | 0 | 0.01388 | 0.01388 | 0 | 0.00015131 | 0.00015131 | #DIV/0! | #DIV/0! | 10 | 0.0013069 | 999.7027 | #DIV/0! | #DIV/0! | 90 | #DIV/0! | 0.5 | 1 | #DIV/0! | #DIV/0! | 0 | #DIV/0! | 13 | 0.8 | 8.3333e-06 | 0 | 0.01388 | 0.01388 | 0 | 0.00015131 | 0.00015131 | #DIV/0! | #DIV/0! | 20 | 0.001002 | 998.2067 | #DIV/0! | #DIV/0! | 90 | #DIV/0! | 0.5 | 1 | #DIV/0! | #DIV/0! | 0 | #DIV/0! | 13 | 0.8 | 8.3333e-06 | 0 | 0.01388 | 0.01388 | 0 | 0.00015131 | 0.00015131 | #DIV/0! | #DIV/0! | 30 | 0.00079732 | 995.6488 | #DIV/0! | #DIV/0! | 90 | #DIV/0! | 0.5 | 1 | #DIV/0! | #DIV/0! | 0 | #DIV/0!
14 | 0.8 | 8.3333e-06 | 0 | 0.01388 | 0.01388 | 0 | 0.00015131 | 0.00015131 | #DIV/0! | #DIV/0! | 25 | 0.00089021 | 997.047 | #DIV/0! | #DIV/0! | 90 | #DIV/0! | 0.5 | 1 | #DIV/0! | #DIV/0! | 0 | #DIV/0! | 14 | 0.8 | 8.3333e-06 | 0 | 0.01388 | 0.01388 | 0 | 0.00015131 | 0.00015131 | #DIV/0! | #DIV/0! | 10 | 0.0013069 | 999.7027 | #DIV/0! | #DIV/0! | 90 | #DIV/0! | 0.5 | 1 | #DIV/0! | #DIV/0! | 0 | #DIV/0! | 14 | 0.8 | 8.3333e-06 | 0 | 0.01388 | 0.01388 | 0 | 0.00015131 | 0.00015131 | #DIV/0! | #DIV/0! | 20 | 0.001002 | 998.2067 | #DIV/0! | #DIV/0! | 90 | #DIV/0! | 0.5 | 1 | #DIV/0! | #DIV/0! | 0 | #DIV/0! | 14 | 0.8 | 8.3333e-06 | 0 | 0.01388 | 0.01388 | 0 | 0.00015131 | 0.00015131 | #DIV/0! | #DIV/0! | 30 | 0.00079732 | 995.6488 | #DIV/0! | #DIV/0! | 90 | #DIV/0! | 0.5 | 1 | #DIV/0! | #DIV/0! | 0 | #DIV/0!
15 | 0.8 | 8.3333e-06 | 0 | 0.01388 | 0.01388 | 0 | 0.00015131 | 0.00015131 | #DIV/0! | #DIV/0! | 25 | 0.00089021 | 997.047 | #DIV/0! | #DIV/0! | 90 | #DIV/0! | 0.5 | 1 | #DIV/0! | #DIV/0! | 0 | #DIV/0! | 15 | 0.8 | 8.3333e-06 | 0 | 0.01388 | 0.01388 | 0 | 0.00015131 | 0.00015131 | #DIV/0! | #DIV/0! | 10 | 0.0013069 | 999.7027 | #DIV/0! | #DIV/0! | 90 | #DIV/0! | 0.5 | 1 | #DIV/0! | #DIV/0! | 0 | #DIV/0! | 15 | 0.8 | 8.3333e-06 | 0 | 0.01388 | 0.01388 | 0 | 0.00015131 | 0.00015131 | #DIV/0! | #DIV/0! | 20 | 0.001002 | 998.2067 | #DIV/0! | #DIV/0! | 90 | #DIV/0! | 0.5 | 1 | #DIV/0! | #DIV/0! | 0 | #DIV/0! | 15 | 0.8 | 8.3333e-06 | 0 | 0.01388 | 0.01388 | 0 | 0.00015131 | 0.00015131 | #DIV/0! | #DIV/0! | 30 | 0.00079732 | 995.6488 | #DIV/0! | #DIV/0! | 90 | #DIV/0! | 0.5 | 1 | #DIV/0! | #DIV/0! | 0 | #DIV/0!
16 | 0.8 | 8.3333e-06 | 0 | 0.01388 | 0.01388 | 0 | 0.00015131 | 0.00015131 | #DIV/0! | #DIV/0! | 25 | 0.00089021 | 997.047 | #DIV/0! | #DIV/0! | 90 | #DIV/0! | 0.5 | 1 | #DIV/0! | #DIV/0! | 0 | #DIV/0! | 16 | 0.8 | 8.3333e-06 | 0 | 0.01388 | 0.01388 | 0 | 0.00015131 | 0.00015131 | #DIV/0! | #DIV/0! | 10 | 0.0013069 | 999.7027 | #DIV/0! | #DIV/0! | 90 | #DIV/0! | 0.5 | 1 | #DIV/0! | #DIV/0! | 0 | #DIV/0! | 16 | 0.8 | 8.3333e-06 | 0 | 0.01388 | 0.01388 | 0 | 0.00015131 | 0.00015131 | #DIV/0! | #DIV/0! | 20 | 0.001002 | 998.2067 | #DIV/0! | #DIV/0! | 90 | #DIV/0! | 0.5 | 1 | #DIV/0! | #DIV/0! | 0 | #DIV/0! | 16 | 0.8 | 8.3333e-06 | 0 | 0.01388 | 0.01388 | 0 | 0.00015131 | 0.00015131 | #DIV/0! | #DIV/0! | 30 | 0.00079732 | 995.6488 | #DIV/0! | #DIV/0! | 90 | #DIV/0! | 0.5 | 1 | #DIV/0! | #DIV/0! | 0 | #DIV/0!
17 | 0.8 | 8.3333e-06 | 0 | 0.01388 | 0.01388 | 0 | 0.00015131 | 0.00015131 | #DIV/0! | #DIV/0! | 25 | 0.00089021 | 997.047 | #DIV/0! | #DIV/0! | 90 | #DIV/0! | 0.5 | 1 | #DIV/0! | #DIV/0! | 0 | #DIV/0! | 17 | 0.8 | 8.3333e-06 | 0 | 0.01388 | 0.01388 | 0 | 0.00015131 | 0.00015131 | #DIV/0! | #DIV/0! | 10 | 0.0013069 | 999.7027 | #DIV/0! | #DIV/0! | 90 | #DIV/0! | 0.5 | 1 | #DIV/0! | #DIV/0! | 0 | #DIV/0! | 17 | 0.8 | 8.3333e-06 | 0 | 0.01388 | 0.01388 | 0 | 0.00015131 | 0.00015131 | #DIV/0! | #DIV/0! | 20 | 0.001002 | 998.2067 | #DIV/0! | #DIV/0! | 90 | #DIV/0! | 0.5 | 1 | #DIV/0! | #DIV/0! | 0 | #DIV/0! | 17 | 0.8 | 8.3333e-06 | 0 | 0.01388 | 0.01388 | 0 | 0.00015131 | 0.00015131 | #DIV/0! | #DIV/0! | 30 | 0.00079732 | 995.6488 | #DIV/0! | #DIV/0! | 90 | #DIV/0! | 0.5 | 1 | #DIV/0! | #DIV/0! | 0 | #DIV/0!
18 | 0.8 | 8.3333e-06 | 0 | 0.01388 | 0.01388 | 0 | 0.00015131 | 0.00015131 | #DIV/0! | #DIV/0! | 25 | 0.00089021 | 997.047 | #DIV/0! | #DIV/0! | 90 | #DIV/0! | 0.5 | 1 | #DIV/0! | #DIV/0! | 0 | #DIV/0! | 18 | 0.8 | 8.3333e-06 | 0 | 0.01388 | 0.01388 | 0 | 0.00015131 | 0.00015131 | #DIV/0! | #DIV/0! | 10 | 0.0013069 | 999.7027 | #DIV/0! | #DIV/0! | 90 | #DIV/0! | 0.5 | 1 | #DIV/0! | #DIV/0! | 0 | #DIV/0! | 18 | 0.8 | 8.3333e-06 | 0 | 0.01388 | 0.01388 | 0 | 0.00015131 | 0.00015131 | #DIV/0! | #DIV/0! | 20 | 0.001002 | 998.2067 | #DIV/0! | #DIV/0! | 90 | #DIV/0! | 0.5 | 1 | #DIV/0! | #DIV/0! | 0 | #DIV/0! | 18 | 0.8 | 8.3333e-06 | 0 | 0.01388 | 0.01388 | 0 | 0.00015131 | 0.00015131 | #DIV/0! | #DIV/0! | 30 | 0.00079732 | 995.6488 | #DIV/0! | #DIV/0! | 90 | #DIV/0! | 0.5 | 1 | #DIV/0! | #DIV/0! | 0 | #DIV/0!
19 | 0.8 | 8.3333e-06 | 0 | 0.01388 | 0.01388 | 0 | 0.00015131 | 0.00015131 | #DIV/0! | #DIV/0! | 25 | 0.00089021 | 997.047 | #DIV/0! | #DIV/0! | 90 | #DIV/0! | 0.5 | 1 | #DIV/0! | #DIV/0! | 0 | #DIV/0! | 19 | 0.8 | 8.3333e-06 | 0 | 0.01388 | 0.01388 | 0 | 0.00015131 | 0.00015131 | #DIV/0! | #DIV/0! | 10 | 0.0013069 | 999.7027 | #DIV/0! | #DIV/0! | 90 | #DIV/0! | 0.5 | 1 | #DIV/0! | #DIV/0! | 0 | #DIV/0! | 19 | 0.8 | 8.3333e-06 | 0 | 0.01388 | 0.01388 | 0 | 0.00015131 | 0.00015131 | #DIV/0! | #DIV/0! | 20 | 0.001002 | 998.2067 | #DIV/0! | #DIV/0! | 90 | #DIV/0! | 0.5 | 1 | #DIV/0! | #DIV/0! | 0 | #DIV/0! | 19 | 0.8 | 8.3333e-06 | 0 | 0.01388 | 0.01388 | 0 | 0.00015131 | 0.00015131 | #DIV/0! | #DIV/0! | 30 | 0.00079732 | 995.6488 | #DIV/0! | #DIV/0! | 90 | #DIV/0! | 0.5 | 1 | #DIV/0! | #DIV/0! | 0 | #DIV/0!
20 | 0.8 | 8.3333e-06 | 0 | 0.01388 | 0.01388 | 0 | 0.00015131 | 0.00015131 | #DIV/0! | #DIV/0! | 25 | 0.00089021 | 997.047 | #DIV/0! | #DIV/0! | 90 | #DIV/0! | 0.5 | 1 | #DIV/0! | #DIV/0! | 0 | #DIV/0! | 20 | 0.8 | 8.3333e-06 | 0 | 0.01388 | 0.01388 | 0 | 0.00015131 | 0.00015131 | #DIV/0! | #DIV/0! | 10 | 0.0013069 | 999.7027 | #DIV/0! | #DIV/0! | 90 | #DIV/0! | 0.5 | 1 | #DIV/0! | #DIV/0! | 0 | #DIV/0! | 20 | 0.8 | 8.3333e-06 | 0 | 0.01388 | 0.01388 | 0 | 0.00015131 | 0.00015131 | #DIV/0! | #DIV/0! | 20 | 0.001002 | 998.2067 | #DIV/0! | #DIV/0! | 90 | #DIV/0! | 0.5 | 1 | #DIV/0! | #DIV/0! | 0 | #DIV/0! | 20 | 0.8 | 8.3333e-06 | 0 | 0.01388 | 0.01388 | 0 | 0.00015131 | 0.00015131 | #DIV/0! | #DIV/0! | 30 | 0.00079732 | 995.6488 | #DIV/0! | #DIV/0! | 90 | #DIV/0! | 0.5 | 1 | #DIV/0! | #DIV/0! | 0 | #DIV/0!
21 | 0.8 | 8.3333e-06 | 0 | 0.01388 | 0.01388 | 0 | 0.00015131 | 0.00015131 | #DIV/0! | #DIV/0! | 25 | 0.00089021 | 997.047 | #DIV/0! | #DIV/0! | 90 | #DIV/0! | 0.5 | 1 | #DIV/0! | #DIV/0! | 0 | #DIV/0! | 21 | 0.8 | 8.3333e-06 | 0 | 0.01388 | 0.01388 | 0 | 0.00015131 | 0.00015131 | #DIV/0! | #DIV/0! | 10 | 0.0013069 | 999.7027 | #DIV/0! | #DIV/0! | 90 | #DIV/0! | 0.5 | 1 | #DIV/0! | #DIV/0! | 0 | #DIV/0! | 21 | 0.8 | 8.3333e-06 | 0 | 0.01388 | 0.01388 | 0 | 0.00015131 | 0.00015131 | #DIV/0! | #DIV/0! | 20 | 0.001002 | 998.2067 | #DIV/0! | #DIV/0! | 90 | #DIV/0! | 0.5 | 1 | #DIV/0! | #DIV/0! | 0 | #DIV/0! | 21 | 0.8 | 8.3333e-06 | 0 | 0.01388 | 0.01388 | 0 | 0.00015131 | 0.00015131 | #DIV/0! | #DIV/0! | 30 | 0.00079732 | 995.6488 | #DIV/0! | #DIV/0! | 90 | #DIV/0! | 0.5 | 1 | #DIV/0! | #DIV/0! | 0 | #DIV/0!
22 | 0.8 | 8.3333e-06 | 0 | 0.01388 | 0.01388 | 0 | 0.00015131 | 0.00015131 | #DIV/0! | #DIV/0! | 25 | 0.00089021 | 997.047 | #DIV/0! | #DIV/0! | 90 | #DIV/0! | 0.5 | 1 | #DIV/0! | #DIV/0! | 0 | #DIV/0! | 22 | 0.8 | 8.3333e-06 | 0 | 0.01388 | 0.01388 | 0 | 0.00015131 | 0.00015131 | #DIV/0! | #DIV/0! | 10 | 0.0013069 | 999.7027 | #DIV/0! | #DIV/0! | 90 | #DIV/0! | 0.5 | 1 | #DIV/0! | #DIV/0! | 0 | #DIV/0! | 22 | 0.8 | 8.3333e-06 | 0 | 0.01388 | 0.01388 | 0 | 0.00015131 | 0.00015131 | #DIV/0! | #DIV/0! | 20 | 0.001002 | 998.2067 | #DIV/0! | #DIV/0! | 90 | #DIV/0! | 0.5 | 1 | #DIV/0! | #DIV/0! | 0 | #DIV/0! | 22 | 0.8 | 8.3333e-06 | 0 | 0.01388 | 0.01388 | 0 | 0.00015131 | 0.00015131 | #DIV/0! | #DIV/0! | 30 | 0.00079732 | 995.6488 | #DIV/0! | #DIV/0! | 90 | #DIV/0! | 0.5 | 1 | #DIV/0! | #DIV/0! | 0 | #DIV/0!
23 | 0.8 | 8.3333e-06 | 0 | 0.01388 | 0.01388 | 0 | 0.00015131 | 0.00015131 | #DIV/0! | #DIV/0! | 25 | 0.00089021 | 997.047 | #DIV/0! | #DIV/0! | 90 | #DIV/0! | 0.5 | 1 | #DIV/0! | #DIV/0! | 0 | #DIV/0! | 23 | 0.8 | 8.3333e-06 | 0 | 0.01388 | 0.01388 | 0 | 0.00015131 | 0.00015131 | #DIV/0! | #DIV/0! | 10 | 0.0013069 | 999.7027 | #DIV/0! | #DIV/0! | 90 | #DIV/0! | 0.5 | 1 | #DIV/0! | #DIV/0! | 0 | #DIV/0! | 23 | 0.8 | 8.3333e-06 | 0 | 0.01388 | 0.01388 | 0 | 0.00015131 | 0.00015131 | #DIV/0! | #DIV/0! | 20 | 0.001002 | 998.2067 | #DIV/0! | #DIV/0! | 90 | #DIV/0! | 0.5 | 1 | #DIV/0! | #DIV/0! | 0 | #DIV/0! | 23 | 0.8 | 8.3333e-06 | 0 | 0.01388 | 0.01388 | 0 | 0.00015131 | 0.00015131 | #DIV/0! | #DIV/0! | 30 | 0.00079732 | 995.6488 | #DIV/0! | #DIV/0! | 90 | #DIV/0! | 0.5 | 1 | #DIV/0! | #DIV/0! | 0 | #DIV/0!
24 | 0.8 | 8.3333e-06 | 0 | 0.01388 | 0.01388 | 0 | 0.00015131 | 0.00015131 | #DIV/0! | #DIV/0! | 25 | 0.00089021 | 997.047 | #DIV/0! | #DIV/0! | 90 | #DIV/0! | 0.5 | 1 | #DIV/0! | #DIV/0! | 0 | #DIV/0! | 24 | 0.8 | 8.3333e-06 | 0 | 0.01388 | 0.01388 | 0 | 0.00015131 | 0.00015131 | #DIV/0! | #DIV/0! | 10 | 0.0013069 | 999.7027 | #DIV/0! | #DIV/0! | 90 | #DIV/0! | 0.5 | 1 | #DIV/0! | #DIV/0! | 0 | #DIV/0! | 24 | 0.8 | 8.3333e-06 | 0 | 0.01388 | 0.01388 | 0 | 0.00015131 | 0.00015131 | #DIV/0! | #DIV/0! | 20 | 0.001002 | 998.2067 | #DIV/0! | #DIV/0! | 90 | #DIV/0! | 0.5 | 1 | #DIV/0! | #DIV/0! | 0 | #DIV/0! | 24 | 0.8 | 8.3333e-06 | 0 | 0.01388 | 0.01388 | 0 | 0.00015131 | 0.00015131 | #DIV/0! | #DIV/0! | 30 | 0.00079732 | 995.6488 | #DIV/0! | #DIV/0! | 90 | #DIV/0! | 0.5 | 1 | #DIV/0! | #DIV/0! | 0 | #DIV/0!
25 | 0.8 | 8.3333e-06 | 0 | 0.01388 | 0.01388 | 0 | 0.00015131 | 0.00015131 | #DIV/0! | #DIV/0! | 25 | 0.00089021 | 997.047 | #DIV/0! | #DIV/0! | 90 | #DIV/0! | 0.5 | 1 | #DIV/0! | #DIV/0! | 0 | #DIV/0! | 25 | 0.8 | 8.3333e-06 | 0 | 0.01388 | 0.01388 | 0 | 0.00015131 | 0.00015131 | #DIV/0! | #DIV/0! | 10 | 0.0013069 | 999.7027 | #DIV/0! | #DIV/0! | 90 | #DIV/0! | 0.5 | 1 | #DIV/0! | #DIV/0! | 0 | #DIV/0! | 25 | 0.8 | 8.3333e-06 | 0 | 0.01388 | 0.01388 | 0 | 0.00015131 | 0.00015131 | #DIV/0! | #DIV/0! | 20 | 0.001002 | 998.2067 | #DIV/0! | #DIV/0! | 90 | #DIV/0! | 0.5 | 1 | #DIV/0! | #DIV/0! | 0 | #DIV/0! | 25 | 0.8 | 8.3333e-06 | 0 | 0.01388 | 0.01388 | 0 | 0.00015131 | 0.00015131 | #DIV/0! | #DIV/0! | 30 | 0.00079732 | 995.6488 | #DIV/0! | #DIV/0! | 90 | #DIV/0! | 0.5 | 1 | #DIV/0! | #DIV/0! | 0 | #DIV/0!
26 | 0.8 | 8.3333e-06 | 0 | 0.01388 | 0.01388 | 0 | 0.00015131 | 0.00015131 | #DIV/0! | #DIV/0! | 25 | 0.00089021 | 997.047 | #DIV/0! | #DIV/0! | 90 | #DIV/0! | 0.5 | 1 | #DIV/0! | #DIV/0! | 0 | #DIV/0! | 26 | 0.8 | 8.3333e-06 | 0 | 0.01388 | 0.01388 | 0 | 0.00015131 | 0.00015131 | #DIV/0! | #DIV/0! | 10 | 0.0013069 | 999.7027 | #DIV/0! | #DIV/0! | 90 | #DIV/0! | 0.5 | 1 | #DIV/0! | #DIV/0! | 0 | #DIV/0! | 26 | 0.8 | 8.3333e-06 | 0 | 0.01388 | 0.01388 | 0 | 0.00015131 | 0.00015131 | #DIV/0! | #DIV/0! | 20 | 0.001002 | 998.2067 | #DIV/0! | #DIV/0! | 90 | #DIV/0! | 0.5 | 1 | #DIV/0! | #DIV/0! | 0 | #DIV/0! | 26 | 0.8 | 8.3333e-06 | 0 | 0.01388 | 0.01388 | 0 | 0.00015131 | 0.00015131 | #DIV/0! | #DIV/0! | 30 | 0.00079732 | 995.6488 | #DIV/0! | #DIV/0! | 90 | #DIV/0! | 0.5 | 1 | #DIV/0! | #DIV/0! | 0 | #DIV/0!
27 | 0.8 | 8.3333e-06 | 0 | 0.01388 | 0.01388 | 0 | 0.00015131 | 0.00015131 | #DIV/0! | #DIV/0! | 25 | 0.00089021 | 997.047 | #DIV/0! | #DIV/0! | 90 | #DIV/0! | 0.5 | 1 | #DIV/0! | #DIV/0! | 0 | #DIV/0! | 27 | 0.8 | 8.3333e-06 | 0 | 0.01388 | 0.01388 | 0 | 0.00015131 | 0.00015131 | #DIV/0! | #DIV/0! | 10 | 0.0013069 | 999.7027 | #DIV/0! | #DIV/0! | 90 | #DIV/0! | 0.5 | 1 | #DIV/0! | #DIV/0! | 0 | #DIV/0! | 27 | 0.8 | 8.3333e-06 | 0 | 0.01388 | 0.01388 | 0 | 0.00015131 | 0.00015131 | #DIV/0! | #DIV/0! | 20 | 0.001002 | 998.2067 | #DIV/0! | #DIV/0! | 90 | #DIV/0! | 0.5 | 1 | #DIV/0! | #DIV/0! | 0 | #DIV/0! | 27 | 0.8 | 8.3333e-06 | 0 | 0.01388 | 0.01388 | 0 | 0.00015131 | 0.00015131 | #DIV/0! | #DIV/0! | 30 | 0.00079732 | 995.6488 | #DIV/0! | #DIV/0! | 90 | #DIV/0! | 0.5 | 1 | #DIV/0! | #DIV/0! | 0 | #DIV/0!
28 | 0.8 | 8.3333e-06 | 0 | 0.01388 | 0.01388 | 0 | 0.00015131 | 0.00015131 | #DIV/0! | #DIV/0! | 25 | 0.00089021 | 997.047 | #DIV/0! | #DIV/0! | 90 | #DIV/0! | 0.5 | 1 | #DIV/0! | #DIV/0! | 0 | #DIV/0! | 28 | 0.8 | 8.3333e-06 | 0 | 0.01388 | 0.01388 | 0 | 0.00015131 | 0.00015131 | #DIV/0! | #DIV/0! | 10 | 0.0013069 | 999.7027 | #DIV/0! | #DIV/0! | 90 | #DIV/0! | 0.5 | 1 | #DIV/0! | #DIV/0! | 0 | #DIV/0! | 28 | 0.8 | 8.3333e-06 | 0 | 0.01388 | 0.01388 | 0 | 0.00015131 | 0.00015131 | #DIV/0! | #DIV/0! | 20 | 0.001002 | 998.2067 | #DIV/0! | #DIV/0! | 90 | #DIV/0! | 0.5 | 1 | #DIV/0! | #DIV/0! | 0 | #DIV/0! | 28 | 0.8 | 8.3333e-06 | 0 | 0.01388 | 0.01388 | 0 | 0.00015131 | 0.00015131 | #DIV/0! | #DIV/0! | 30 | 0.00079732 | 995.6488 | #DIV/0! | #DIV/0! | 90 | #DIV/0! | 0.5 | 1 | #DIV/0! | #DIV/0! | 0 | #DIV/0!
29 | 0.8 | 8.3333e-06 | 0 | 0.01388 | 0.01388 | 0 | 0.00015131 | 0.00015131 | #DIV/0! | #DIV/0! | 25 | 0.00089021 | 997.047 | #DIV/0! | #DIV/0! | 90 | #DIV/0! | 0.5 | 1 | #DIV/0! | #DIV/0! | 0 | #DIV/0! | 29 | 0.8 | 8.3333e-06 | 0 | 0.01388 | 0.01388 | 0 | 0.00015131 | 0.00015131 | #DIV/0! | #DIV/0! | 10 | 0.0013069 | 999.7027 | #DIV/0! | #DIV/0! | 90 | #DIV/0! | 0.5 | 1 | #DIV/0! | #DIV/0! | 0 | #DIV/0! | 29 | 0.8 | 8.3333e-06 | 0 | 0.01388 | 0.01388 | 0 | 0.00015131 | 0.00015131 | #DIV/0! | #DIV/0! | 20 | 0.001002 | 998.2067 | #DIV/0! | #DIV/0! | 90 | #DIV/0! | 0.5 | 1 | #DIV/0! | #DIV/0! | 0 | #DIV/0! | 29 | 0.8 | 8.3333e-06 | 0 | 0.01388 | 0.01388 | 0 | 0.00015131 | 0.00015131 | #DIV/0! | #DIV/0! | 30 | 0.00079732 | 995.6488 | #DIV/0! | #DIV/0! | 90 | #DIV/0! | 0.5 | 1 | #DIV/0! | #DIV/0! | 0 | #DIV/0!
30 | 0.8 | 8.3333e-06 | 0 | 0.01388 | 0.01388 | 0 | 0.00015131 | 0.00015131 | #DIV/0! | #DIV/0! | 25 | 0.00089021 | 997.047 | #DIV/0! | #DIV/0! | 90 | #DIV/0! | 0.5 | 1 | #DIV/0! | #DIV/0! | 0 | #DIV/0! | 30 | 0.8 | 8.3333e-06 | 0 | 0.01388 | 0.01388 | 0 | 0.00015131 | 0.00015131 | #DIV/0! | #DIV/0! | 10 | 0.0013069 | 999.7027 | #DIV/0! | #DIV/0! | 90 | #DIV/0! | 0.5 | 1 | #DIV/0! | #DIV/0! | 0 | #DIV/0! | 30 | 0.8 | 8.3333e-06 | 0 | 0.01388 | 0.01388 | 0 | 0.00015131 | 0.00015131 | #DIV/0! | #DIV/0! | 20 | 0.001002 | 998.2067 | #DIV/0! | #DIV/0! | 90 | #DIV/0! | 0.5 | 1 | #DIV/0! | #DIV/0! | 0 | #DIV/0! | 30 | 0.8 | 8.3333e-06 | 0 | 0.01388 | 0.01388 | 0 | 0.00015131 | 0.00015131 | #DIV/0! | #DIV/0! | 30 | 0.00079732 | 995.6488 | #DIV/0! | #DIV/0! | 90 | #DIV/0! | 0.5 | 1 | #DIV/0! | #DIV/0! | 0 | #DIV/0!
31 | 0.8 | 8.3333e-06 | 0 | 0.01388 | 0.01388 | 0 | 0.00015131 | 0.00015131 | #DIV/0! | #DIV/0! | 25 | 0.00089021 | 997.047 | #DIV/0! | #DIV/0! | 90 | #DIV/0! | 0.5 | 1 | #DIV/0! | #DIV/0! | 0 | #DIV/0! | 31 | 0.8 | 8.3333e-06 | 0 | 0.01388 | 0.01388 | 0 | 0.00015131 | 0.00015131 | #DIV/0! | #DIV/0! | 10 | 0.0013069 | 999.7027 | #DIV/0! | #DIV/0! | 90 | #DIV/0! | 0.5 | 1 | #DIV/0! | #DIV/0! | 0 | #DIV/0! | 31 | 0.8 | 8.3333e-06 | 0 | 0.01388 | 0.01388 | 0 | 0.00015131 | 0.00015131 | #DIV/0! | #DIV/0! | 20 | 0.001002 | 998.2067 | #DIV/0! | #DIV/0! | 90 | #DIV/0! | 0.5 | 1 | #DIV/0! | #DIV/0! | 0 | #DIV/0! | 31 | 0.8 | 8.3333e-06 | 0 | 0.01388 | 0.01388 | 0 | 0.00015131 | 0.00015131 | #DIV/0! | #DIV/0! | 30 | 0.00079732 | 995.6488 | #DIV/0! | #DIV/0! | 90 | #DIV/0! | 0.5 | 1 | #DIV/0! | #DIV/0! | 0 | #DIV/0!
32 | 0.8 | 8.3333e-06 | 0 | 0.01388 | 0.01388 | 0 | 0.00015131 | 0.00015131 | #DIV/0! | #DIV/0! | 25 | 0.00089021 | 997.047 | #DIV/0! | #DIV/0! | 90 | #DIV/0! | 0.5 | 1 | #DIV/0! | #DIV/0! | 0 | #DIV/0! | 32 | 0.8 | 8.3333e-06 | 0 | 0.01388 | 0.01388 | 0 | 0.00015131 | 0.00015131 | #DIV/0! | #DIV/0! | 10 | 0.0013069 | 999.7027 | #DIV/0! | #DIV/0! | 90 | #DIV/0! | 0.5 | 1 | #DIV/0! | #DIV/0! | 0 | #DIV/0! | 32 | 0.8 | 8.3333e-06 | 0 | 0.01388 | 0.01388 | 0 | 0.00015131 | 0.00015131 | #DIV/0! | #DIV/0! | 20 | 0.001002 | 998.2067 | #DIV/0! | #DIV/0! | 90 | #DIV/0! | 0.5 | 1 | #DIV/0! | #DIV/0! | 0 | #DIV/0! | 32 | 0.8 | 8.3333e-06 | 0 | 0.01388 | 0.01388 | 0 | 0.00015131 | 0.00015131 | #DIV/0! | #DIV/0! | 30 | 0.00079732 | 995.6488 | #DIV/0! | #DIV/0! | 90 | #DIV/0! | 0.5 | 1 | #DIV/0! | #DIV/0! | 0 | #DIV/0!
33 | 0.8 | 8.3333e-06 | 0 | 0.01388 | 0.01388 | 0 | 0.00015131 | 0.00015131 | #DIV/0! | #DIV/0! | 25 | 0.00089021 | 997.047 | #DIV/0! | #DIV/0! | 90 | #DIV/0! | 0.5 | 1 | #DIV/0! | #DIV/0! | 0 | #DIV/0! | 33 | 0.8 | 8.3333e-06 | 0 | 0.01388 | 0.01388 | 0 | 0.00015131 | 0.00015131 | #DIV/0! | #DIV/0! | 10 | 0.0013069 | 999.7027 | #DIV/0! | #DIV/0! | 90 | #DIV/0! | 0.5 | 1 | #DIV/0! | #DIV/0! | 0 | #DIV/0! | 33 | 0.8 | 8.3333e-06 | 0 | 0.01388 | 0.01388 | 0 | 0.00015131 | 0.00015131 | #DIV/0! | #DIV/0! | 20 | 0.001002 | 998.2067 | #DIV/0! | #DIV/0! | 90 | #DIV/0! | 0.5 | 1 | #DIV/0! | #DIV/0! | 0 | #DIV/0! | 33 | 0.8 | 8.3333e-06 | 0 | 0.01388 | 0.01388 | 0 | 0.00015131 | 0.00015131 | #DIV/0! | #DIV/0! | 30 | 0.00079732 | 995.6488 | #DIV/0! | #DIV/0! | 90 | #DIV/0! | 0.5 | 1 | #DIV/0! | #DIV/0! | 0 | #DIV/0!
34 | 0.8 | 8.3333e-06 | 0 | 0.01388 | 0.01388 | 0 | 0.00015131 | 0.00015131 | #DIV/0! | #DIV/0! | 25 | 0.00089021 | 997.047 | #DIV/0! | #DIV/0! | 90 | #DIV/0! | 0.5 | 1 | #DIV/0! | #DIV/0! | 0 | #DIV/0! | 34 | 0.8 | 8.3333e-06 | 0 | 0.01388 | 0.01388 | 0 | 0.00015131 | 0.00015131 | #DIV/0! | #DIV/0! | 10 | 0.0013069 | 999.7027 | #DIV/0! | #DIV/0! | 90 | #DIV/0! | 0.5 | 1 | #DIV/0! | #DIV/0! | 0 | #DIV/0! | 34 | 0.8 | 8.3333e-06 | 0 | 0.01388 | 0.01388 | 0 | 0.00015131 | 0.00015131 | #DIV/0! | #DIV/0! | 20 | 0.001002 | 998.2067 | #DIV/0! | #DIV/0! | 90 | #DIV/0! | 0.5 | 1 | #DIV/0! | #DIV/0! | 0 | #DIV/0! | 34 | 0.8 | 8.3333e-06 | 0 | 0.01388 | 0.01388 | 0 | 0.00015131 | 0.00015131 | #DIV/0! | #DIV/0! | 30 | 0.00079732 | 995.6488 | #DIV/0! | #DIV/0! | 90 | #DIV/0! | 0.5 | 1 | #DIV/0! | #DIV/0! | 0 | #DIV/0!
35 | 0.8 | 8.3333e-06 | 0 | 0.01388 | 0.01388 | 0 | 0.00015131 | 0.00015131 | #DIV/0! | #DIV/0! | 25 | 0.00089021 | 997.047 | #DIV/0! | #DIV/0! | 90 | #DIV/0! | 0.5 | 1 | #DIV/0! | #DIV/0! | 0 | #DIV/0! | 35 | 0.8 | 8.3333e-06 | 0 | 0.01388 | 0.01388 | 0 | 0.00015131 | 0.00015131 | #DIV/0! | #DIV/0! | 10 | 0.0013069 | 999.7027 | #DIV/0! | #DIV/0! | 90 | #DIV/0! | 0.5 | 1 | #DIV/0! | #DIV/0! | 0 | #DIV/0! | 35 | 0.8 | 8.3333e-06 | 0 | 0.01388 | 0.01388 | 0 | 0.00015131 | 0.00015131 | #DIV/0! | #DIV/0! | 20 | 0.001002 | 998.2067 | #DIV/0! | #DIV/0! | 90 | #DIV/0! | 0.5 | 1 | #DIV/0! | #DIV/0! | 0 | #DIV/0! | 35 | 0.8 | 8.3333e-06 | 0 | 0.01388 | 0.01388 | 0 | 0.00015131 | 0.00015131 | #DIV/0! | #DIV/0! | 30 | 0.00079732 | 995.6488 | #DIV/0! | #DIV/0! | 90 | #DIV/0! | 0.5 | 1 | #DIV/0! | #DIV/0! | 0 | #DIV/0!
36 | 0.8 | 8.3333e-06 | 0 | 0.01388 | 0.01388 | 0 | 0.00015131 | 0.00015131 | #DIV/0! | #DIV/0! | 25 | 0.00089021 | 997.047 | #DIV/0! | #DIV/0! | 90 | #DIV/0! | 0.5 | 1 | #DIV/0! | #DIV/0! | 0 | #DIV/0! | 36 | 0.8 | 8.3333e-06 | 0 | 0.01388 | 0.01388 | 0 | 0.00015131 | 0.00015131 | #DIV/0! | #DIV/0! | 10 | 0.0013069 | 999.7027 | #DIV/0! | #DIV/0! | 90 | #DIV/0! | 0.5 | 1 | #DIV/0! | #DIV/0! | 0 | #DIV/0! | 36 | 0.8 | 8.3333e-06 | 0 | 0.01388 | 0.01388 | 0 | 0.00015131 | 0.00015131 | #DIV/0! | #DIV/0! | 20 | 0.001002 | 998.2067 | #DIV/0! | #DIV/0! | 90 | #DIV/0! | 0.5 | 1 | #DIV/0! | #DIV/0! | 0 | #DIV/0! | 36 | 0.8 | 8.3333e-06 | 0 | 0.01388 | 0.01388 | 0 | 0.00015131 | 0.00015131 | #DIV/0! | #DIV/0! | 30 | 0.00079732 | 995.6488 | #DIV/0! | #DIV/0! | 90 | #DIV/0! | 0.5 | 1 | #DIV/0! | #DIV/0! | 0 | #DIV/0!
37 | 0.8 | 8.3333e-06 | 0 | 0.01388 | 0.01388 | 0 | 0.00015131 | 0.00015131 | #DIV/0! | #DIV/0! | 25 | 0.00089021 | 997.047 | #DIV/0! | #DIV/0! | 90 | #DIV/0! | 0.5 | 1 | #DIV/0! | #DIV/0! | 0 | #DIV/0! | 37 | 0.8 | 8.3333e-06 | 0 | 0.01388 | 0.01388 | 0 | 0.00015131 | 0.00015131 | #DIV/0! | #DIV/0! | 10 | 0.0013069 | 999.7027 | #DIV/0! | #DIV/0! | 90 | #DIV/0! | 0.5 | 1 | #DIV/0! | #DIV/0! | 0 | #DIV/0! | 37 | 0.8 | 8.3333e-06 | 0 | 0.01388 | 0.01388 | 0 | 0.00015131 | 0.00015131 | #DIV/0! | #DIV/0! | 20 | 0.001002 | 998.2067 | #DIV/0! | #DIV/0! | 90 | #DIV/0! | 0.5 | 1 | #DIV/0! | #DIV/0! | 0 | #DIV/0! | 37 | 0.8 | 8.3333e-06 | 0 | 0.01388 | 0.01388 | 0 | 0.00015131 | 0.00015131 | #DIV/0! | #DIV/0! | 30 | 0.00079732 | 995.6488 | #DIV/0! | #DIV/0! | 90 | #DIV/0! | 0.5 | 1 | #DIV/0! | #DIV/0! | 0 | #DIV/0!
38 | 0.8 | 8.3333e-06 | 0 | 0.01388 | 0.01388 | 0 | 0.00015131 | 0.00015131 | #DIV/0! | #DIV/0! | 25 | 0.00089021 | 997.047 | #DIV/0! | #DIV/0! | 90 | #DIV/0! | 0.5 | 1 | #DIV/0! | #DIV/0! | 0 | #DIV/0! | 38 | 0.8 | 8.3333e-06 | 0 | 0.01388 | 0.01388 | 0 | 0.00015131 | 0.00015131 | #DIV/0! | #DIV/0! | 10 | 0.0013069 | 999.7027 | #DIV/0! | #DIV/0! | 90 | #DIV/0! | 0.5 | 1 | #DIV/0! | #DIV/0! | 0 | #DIV/0! | 38 | 0.8 | 8.3333e-06 | 0 | 0.01388 | 0.01388 | 0 | 0.00015131 | 0.00015131 | #DIV/0! | #DIV/0! | 20 | 0.001002 | 998.2067 | #DIV/0! | #DIV/0! | 90 | #DIV/0! | 0.5 | 1 | #DIV/0! | #DIV/0! | 0 | #DIV/0! | 38 | 0.8 | 8.3333e-06 | 0 | 0.01388 | 0.01388 | 0 | 0.00015131 | 0.00015131 | #DIV/0! | #DIV/0! | 30 | 0.00079732 | 995.6488 | #DIV/0! | #DIV/0! | 90 | #DIV/0! | 0.5 | 1 | #DIV/0! | #DIV/0! | 0 | #DIV/0!
39 | 0.8 | 8.3333e-06 | 0 | 0.01388 | 0.01388 | 0 | 0.00015131 | 0.00015131 | #DIV/0! | #DIV/0! | 25 | 0.00089021 | 997.047 | #DIV/0! | #DIV/0! | 90 | #DIV/0! | 0.5 | 1 | #DIV/0! | #DIV/0! | 0 | #DIV/0! | 39 | 0.8 | 8.3333e-06 | 0 | 0.01388 | 0.01388 | 0 | 0.00015131 | 0.00015131 | #DIV/0! | #DIV/0! | 10 | 0.0013069 | 999.7027 | #DIV/0! | #DIV/0! | 90 | #DIV/0! | 0.5 | 1 | #DIV/0! | #DIV/0! | 0 | #DIV/0! | 39 | 0.8 | 8.3333e-06 | 0 | 0.01388 | 0.01388 | 0 | 0.00015131 | 0.00015131 | #DIV/0! | #DIV/0! | 20 | 0.001002 | 998.2067 | #DIV/0! | #DIV/0! | 90 | #DIV/0! | 0.5 | 1 | #DIV/0! | #DIV/0! | 0 | #DIV/0! | 39 | 0.8 | 8.3333e-06 | 0 | 0.01388 | 0.01388 | 0 | 0.00015131 | 0.00015131 | #DIV/0! | #DIV/0! | 30 | 0.00079732 | 995.6488 | #DIV/0! | #DIV/0! | 90 | #DIV/0! | 0.5 | 1 | #DIV/0! | #DIV/0! | 0 | #DIV/0!
40 | 0.8 | 8.3333e-06 | 0 | 0.01388 | 0.01388 | 0 | 0.00015131 | 0.00015131 | #DIV/0! | #DIV/0! | 25 | 0.00089021 | 997.047 | #DIV/0! | #DIV/0! | 90 | #DIV/0! | 0.5 | 1 | #DIV/0! | #DIV/0! | 0 | #DIV/0! | 40 | 0.8 | 8.3333e-06 | 0 | 0.01388 | 0.01388 | 0 | 0.00015131 | 0.00015131 | #DIV/0! | #DIV/0! | 10 | 0.0013069 | 999.7027 | #DIV/0! | #DIV/0! | 90 | #DIV/0! | 0.5 | 1 | #DIV/0! | #DIV/0! | 0 | #DIV/0! | 40 | 0.8 | 8.3333e-06 | 0 | 0.01388 | 0.01388 | 0 | 0.00015131 | 0.00015131 | #DIV/0! | #DIV/0! | 20 | 0.001002 | 998.2067 | #DIV/0! | #DIV/0! | 90 | #DIV/0! | 0.5 | 1 | #DIV/0! | #DIV/0! | 0 | #DIV/0! | 40 | 0.8 | 8.3333e-06 | 0 | 0.01388 | 0.01388 | 0 | 0.00015131 | 0.00015131 | #DIV/0! | #DIV/0! | 30 | 0.00079732 | 995.6488 | #DIV/0! | #DIV/0! | 90 | #DIV/0! | 0.5 | 1 | #DIV/0! | #DIV/0! | 0 | #DIV/0!
41 | 0.8 | 8.3333e-06 | 0 | 0.01388 | 0.01388 | 0 | 0.00015131 | 0.00015131 | #DIV/0! | #DIV/0! | 25 | 0.00089021 | 997.047 | #DIV/0! | #DIV/0! | 90 | #DIV/0! | 0.5 | 1 | #DIV/0! | #DIV/0! | 0 | #DIV/0! | 41 | 0.8 | 8.3333e-06 | 0 | 0.01388 | 0.01388 | 0 | 0.00015131 | 0.00015131 | #DIV/0! | #DIV/0! | 10 | 0.0013069 | 999.7027 | #DIV/0! | #DIV/0! | 90 | #DIV/0! | 0.5 | 1 | #DIV/0! | #DIV/0! | 0 | #DIV/0! | 41 | 0.8 | 8.3333e-06 | 0 | 0.01388 | 0.01388 | 0 | 0.00015131 | 0.00015131 | #DIV/0! | #DIV/0! | 20 | 0.001002 | 998.2067 | #DIV/0! | #DIV/0! | 90 | #DIV/0! | 0.5 | 1 | #DIV/0! | #DIV/0! | 0 | #DIV/0! | 41 | 0.8 | 8.3333e-06 | 0 | 0.01388 | 0.01388 | 0 | 0.00015131 | 0.00015131 | #DIV/0! | #DIV/0! | 30 | 0.00079732 | 995.6488 | #DIV/0! | #DIV/0! | 90 | #DIV/0! | 0.5 | 1 | #DIV/0! | #DIV/0! | 0 | #DIV/0!
42 | 0.8 | 8.3333e-06 | 0 | 0.01388 | 0.01388 | 0 | 0.00015131 | 0.00015131 | #DIV/0! | #DIV/0! | 25 | 0.00089021 | 997.047 | #DIV/0! | #DIV/0! | 90 | #DIV/0! | 0.5 | 1 | #DIV/0! | #DIV/0! | 0 | #DIV/0! | 42 | 0.8 | 8.3333e-06 | 0 | 0.01388 | 0.01388 | 0 | 0.00015131 | 0.00015131 | #DIV/0! | #DIV/0! | 10 | 0.0013069 | 999.7027 | #DIV/0! | #DIV/0! | 90 | #DIV/0! | 0.5 | 1 | #DIV/0! | #DIV/0! | 0 | #DIV/0! | 42 | 0.8 | 8.3333e-06 | 0 | 0.01388 | 0.01388 | 0 | 0.00015131 | 0.00015131 | #DIV/0! | #DIV/0! | 20 | 0.001002 | 998.2067 | #DIV/0! | #DIV/0! | 90 | #DIV/0! | 0.5 | 1 | #DIV/0! | #DIV/0! | 0 | #DIV/0! | 42 | 0.8 | 8.3333e-06 | 0 | 0.01388 | 0.01388 | 0 | 0.00015131 | 0.00015131 | #DIV/0! | #DIV/0! | 30 | 0.00079732 | 995.6488 | #DIV/0! | #DIV/0! | 90 | #DIV/0! | 0.5 | 1 | #DIV/0! | #DIV/0! | 0 | #DIV/0!
43 | 0.8 | 8.3333e-06 | 0 | 0.01388 | 0.01388 | 0 | 0.00015131 | 0.00015131 | #DIV/0! | #DIV/0! | 25 | 0.00089021 | 997.047 | #DIV/0! | #DIV/0! | 90 | #DIV/0! | 0.5 | 1 | #DIV/0! | #DIV/0! | 0 | #DIV/0! | 43 | 0.8 | 8.3333e-06 | 0 | 0.01388 | 0.01388 | 0 | 0.00015131 | 0.00015131 | #DIV/0! | #DIV/0! | 10 | 0.0013069 | 999.7027 | #DIV/0! | #DIV/0! | 90 | #DIV/0! | 0.5 | 1 | #DIV/0! | #DIV/0! | 0 | #DIV/0! | 43 | 0.8 | 8.3333e-06 | 0 | 0.01388 | 0.01388 | 0 | 0.00015131 | 0.00015131 | #DIV/0! | #DIV/0! | 20 | 0.001002 | 998.2067 | #DIV/0! | #DIV/0! | 90 | #DIV/0! | 0.5 | 1 | #DIV/0! | #DIV/0! | 0 | #DIV/0! | 43 | 0.8 | 8.3333e-06 | 0 | 0.01388 | 0.01388 | 0 | 0.00015131 | 0.00015131 | #DIV/0! | #DIV/0! | 30 | 0.00079732 | 995.6488 | #DIV/0! | #DIV/0! | 90 | #DIV/0! | 0.5 | 1 | #DIV/0! | #DIV/0! | 0 | #DIV/0!
44 | 0.8 | 8.3333e-06 | 0 | 0.01388 | 0.01388 | 0 | 0.00015131 | 0.00015131 | #DIV/0! | #DIV/0! | 25 | 0.00089021 | 997.047 | #DIV/0! | #DIV/0! | 90 | #DIV/0! | 0.5 | 1 | #DIV/0! | #DIV/0! | 0 | #DIV/0! | 44 | 0.8 | 8.3333e-06 | 0 | 0.01388 | 0.01388 | 0 | 0.00015131 | 0.00015131 | #DIV/0! | #DIV/0! | 10 | 0.0013069 | 999.7027 | #DIV/0! | #DIV/0! | 90 | #DIV/0! | 0.5 | 1 | #DIV/0! | #DIV/0! | 0 | #DIV/0! | 44 | 0.8 | 8.3333e-06 | 0 | 0.01388 | 0.01388 | 0 | 0.00015131 | 0.00015131 | #DIV/0! | #DIV/0! | 20 | 0.001002 | 998.2067 | #DIV/0! | #DIV/0! | 90 | #DIV/0! | 0.5 | 1 | #DIV/0! | #DIV/0! | 0 | #DIV/0! | 44 | 0.8 | 8.3333e-06 | 0 | 0.01388 | 0.01388 | 0 | 0.00015131 | 0.00015131 | #DIV/0! | #DIV/0! | 30 | 0.00079732 | 995.6488 | #DIV/0! | #DIV/0! | 90 | #DIV/0! | 0.5 | 1 | #DIV/0! | #DIV/0! | 0 | #DIV/0!
45 | 0.8 | 8.3333e-06 | 0 | 0.01388 | 0.01388 | 0 | 0.00015131 | 0.00015131 | #DIV/0! | #DIV/0! | 25 | 0.00089021 | 997.047 | #DIV/0! | #DIV/0! | 90 | #DIV/0! | 0.5 | 1 | #DIV/0! | #DIV/0! | 0 | #DIV/0! | 45 | 0.8 | 8.3333e-06 | 0 | 0.01388 | 0.01388 | 0 | 0.00015131 | 0.00015131 | #DIV/0! | #DIV/0! | 10 | 0.0013069 | 999.7027 | #DIV/0! | #DIV/0! | 90 | #DIV/0! | 0.5 | 1 | #DIV/0! | #DIV/0! | 0 | #DIV/0! | 45 | 0.8 | 8.3333e-06 | 0 | 0.01388 | 0.01388 | 0 | 0.00015131 | 0.00015131 | #DIV/0! | #DIV/0! | 20 | 0.001002 | 998.2067 | #DIV/0! | #DIV/0! | 90 | #DIV/0! | 0.5 | 1 | #DIV/0! | #DIV/0! | 0 | #DIV/0! | 45 | 0.8 | 8.3333e-06 | 0 | 0.01388 | 0.01388 | 0 | 0.00015131 | 0.00015131 | #DIV/0! | #DIV/0! | 30 | 0.00079732 | 995.6488 | #DIV/0! | #DIV/0! | 90 | #DIV/0! | 0.5 | 1 | #DIV/0! | #DIV/0! | 0 | #DIV/0!
46 | 0.8 | 8.3333e-06 | 0 | 0.01388 | 0.01388 | 0 | 0.00015131 | 0.00015131 | #DIV/0! | #DIV/0! | 25 | 0.00089021 | 997.047 | #DIV/0! | #DIV/0! | 90 | #DIV/0! | 0.5 | 1 | #DIV/0! | #DIV/0! | 0 | #DIV/0! | 46 | 0.8 | 8.3333e-06 | 0 | 0.01388 | 0.01388 | 0 | 0.00015131 | 0.00015131 | #DIV/0! | #DIV/0! | 10 | 0.0013069 | 999.7027 | #DIV/0! | #DIV/0! | 90 | #DIV/0! | 0.5 | 1 | #DIV/0! | #DIV/0! | 0 | #DIV/0! | 46 | 0.8 | 8.3333e-06 | 0 | 0.01388 | 0.01388 | 0 | 0.00015131 | 0.00015131 | #DIV/0! | #DIV/0! | 20 | 0.001002 | 998.2067 | #DIV/0! | #DIV/0! | 90 | #DIV/0! | 0.5 | 1 | #DIV/0! | #DIV/0! | 0 | #DIV/0! | 46 | 0.8 | 8.3333e-06 | 0 | 0.01388 | 0.01388 | 0 | 0.00015131 | 0.00015131 | #DIV/0! | #DIV/0! | 30 | 0.00079732 | 995.6488 | #DIV/0! | #DIV/0! | 90 | #DIV/0! | 0.5 | 1 | #DIV/0! | #DIV/0! | 0 | #DIV/0!
47 | 0.8 | 8.3333e-06 | 0 | 0.01388 | 0.01388 | 0 | 0.00015131 | 0.00015131 | #DIV/0! | #DIV/0! | 25 | 0.00089021 | 997.047 | #DIV/0! | #DIV/0! | 90 | #DIV/0! | 0.5 | 1 | #DIV/0! | #DIV/0! | 0 | #DIV/0! | 47 | 0.8 | 8.3333e-06 | 0 | 0.01388 | 0.01388 | 0 | 0.00015131 | 0.00015131 | #DIV/0! | #DIV/0! | 10 | 0.0013069 | 999.7027 | #DIV/0! | #DIV/0! | 90 | #DIV/0! | 0.5 | 1 | #DIV/0! | #DIV/0! | 0 | #DIV/0! | 47 | 0.8 | 8.3333e-06 | 0 | 0.01388 | 0.01388 | 0 | 0.00015131 | 0.00015131 | #DIV/0! | #DIV/0! | 20 | 0.001002 | 998.2067 | #DIV/0! | #DIV/0! | 90 | #DIV/0! | 0.5 | 1 | #DIV/0! | #DIV/0! | 0 | #DIV/0! | 47 | 0.8 | 8.3333e-06 | 0 | 0.01388 | 0.01388 | 0 | 0.00015131 | 0.00015131 | #DIV/0! | #DIV/0! | 30 | 0.00079732 | 995.6488 | #DIV/0! | #DIV/0! | 90 | #DIV/0! | 0.5 | 1 | #DIV/0! | #DIV/0! | 0 | #DIV/0!
48 | 0.8 | 8.3333e-06 | 0 | 0.01388 | 0.01388 | 0 | 0.00015131 | 0.00015131 | #DIV/0! | #DIV/0! | 25 | 0.00089021 | 997.047 | #DIV/0! | #DIV/0! | 90 | #DIV/0! | 0.5 | 1 | #DIV/0! | #DIV/0! | 0 | #DIV/0! | 48 | 0.8 | 8.3333e-06 | 0 | 0.01388 | 0.01388 | 0 | 0.00015131 | 0.00015131 | #DIV/0! | #DIV/0! | 10 | 0.0013069 | 999.7027 | #DIV/0! | #DIV/0! | 90 | #DIV/0! | 0.5 | 1 | #DIV/0! | #DIV/0! | 0 | #DIV/0! | 48 | 0.8 | 8.3333e-06 | 0 | 0.01388 | 0.01388 | 0 | 0.00015131 | 0.00015131 | #DIV/0! | #DIV/0! | 20 | 0.001002 | 998.2067 | #DIV/0! | #DIV/0! | 90 | #DIV/0! | 0.5 | 1 | #DIV/0! | #DIV/0! | 0 | #DIV/0! | 48 | 0.8 | 8.3333e-06 | 0 | 0.01388 | 0.01388 | 0 | 0.00015131 | 0.00015131 | #DIV/0! | #DIV/0! | 30 | 0.00079732 | 995.6488 | #DIV/0! | #DIV/0! | 90 | #DIV/0! | 0.5 | 1 | #DIV/0! | #DIV/0! | 0 | #DIV/0!
49 | 0.8 | 8.3333e-06 | 0 | 0.01388 | 0.01388 | 0 | 0.00015131 | 0.00015131 | #DIV/0! | #DIV/0! | 25 | 0.00089021 | 997.047 | #DIV/0! | #DIV/0! | 90 | #DIV/0! | 0.5 | 1 | #DIV/0! | #DIV/0! | 0 | #DIV/0! | 49 | 0.8 | 8.3333e-06 | 0 | 0.01388 | 0.01388 | 0 | 0.00015131 | 0.00015131 | #DIV/0! | #DIV/0! | 10 | 0.0013069 | 999.7027 | #DIV/0! | #DIV/0! | 90 | #DIV/0! | 0.5 | 1 | #DIV/0! | #DIV/0! | 0 | #DIV/0! | 49 | 0.8 | 8.3333e-06 | 0 | 0.01388 | 0.01388 | 0 | 0.00015131 | 0.00015131 | #DIV/0! | #DIV/0! | 20 | 0.001002 | 998.2067 | #DIV/0! | #DIV/0! | 90 | #DIV/0! | 0.5 | 1 | #DIV/0! | #DIV/0! | 0 | #DIV/0! | 49 | 0.8 | 8.3333e-06 | 0 | 0.01388 | 0.01388 | 0 | 0.00015131 | 0.00015131 | #DIV/0! | #DIV/0! | 30 | 0.00079732 | 995.6488 | #DIV/0! | #DIV/0! | 90 | #DIV/0! | 0.5 | 1 | #DIV/0! | #DIV/0! | 0 | #DIV/0!
50 | 0.8 | 8.3333e-06 | 0 | 0.01388 | 0.01388 | 0 | 0.00015131 | 0.00015131 | #DIV/0! | #DIV/0! | 25 | 0.00089021 | 997.047 | #DIV/0! | #DIV/0! | 90 | #DIV/0! | 0.5 | 1 | #DIV/0! | #DIV/0! | 0 | #DIV/0! | 50 | 0.8 | 8.3333e-06 | 0 | 0.01388 | 0.01388 | 0 | 0.00015131 | 0.00015131 | #DIV/0! | #DIV/0! | 10 | 0.0013069 | 999.7027 | #DIV/0! | #DIV/0! | 90 | #DIV/0! | 0.5 | 1 | #DIV/0! | #DIV/0! | 0 | #DIV/0! | 50 | 0.8 | 8.3333e-06 | 0 | 0.01388 | 0.01388 | 0 | 0.00015131 | 0.00015131 | #DIV/0! | #DIV/0! | 20 | 0.001002 | 998.2067 | #DIV/0! | #DIV/0! | 90 | #DIV/0! | 0.5 | 1 | #DIV/0! | #DIV/0! | 0 | #DIV/0! | 50 | 0.8 | 8.3333e-06 | 0 | 0.01388 | 0.01388 | 0 | 0.00015131 | 0.00015131 | #DIV/0! | #DIV/0! | 30 | 0.00079732 | 995.6488 | #DIV/0! | #DIV/0! | 90 | #DIV/0! | 0.5 | 1 | #DIV/0! | #DIV/0! | 0 | #DIV/0!
51 | 0.8 | 8.3333e-06 | 0 | 0.01388 | 0.01388 | 0 | 0.00015131 | 0.00015131 | #DIV/0! | #DIV/0! | 25 | 0.00089021 | 997.047 | #DIV/0! | #DIV/0! | 90 | #DIV/0! | 0.5 | 1 | #DIV/0! | #DIV/0! | 0 | #DIV/0! | 51 | 0.8 | 8.3333e-06 | 0 | 0.01388 | 0.01388 | 0 | 0.00015131 | 0.00015131 | #DIV/0! | #DIV/0! | 10 | 0.0013069 | 999.7027 | #DIV/0! | #DIV/0! | 90 | #DIV/0! | 0.5 | 1 | #DIV/0! | #DIV/0! | 0 | #DIV/0! | 51 | 0.8 | 8.3333e-06 | 0 | 0.01388 | 0.01388 | 0 | 0.00015131 | 0.00015131 | #DIV/0! | #DIV/0! | 20 | 0.001002 | 998.2067 | #DIV/0! | #DIV/0! | 90 | #DIV/0! | 0.5 | 1 | #DIV/0! | #DIV/0! | 0 | #DIV/0! | 51 | 0.8 | 8.3333e-06 | 0 | 0.01388 | 0.01388 | 0 | 0.00015131 | 0.00015131 | #DIV/0! | #DIV/0! | 30 | 0.00079732 | 995.6488 | #DIV/0! | #DIV/0! | 90 | #DIV/0! | 0.5 | 1 | #DIV/0! | #DIV/0! | 0 | #DIV/0!
52 | 0.8 | 8.3333e-06 | 0 | 0.01388 | 0.01388 | 0 | 0.00015131 | 0.00015131 | #DIV/0! | #DIV/0! | 25 | 0.00089021 | 997.047 | #DIV/0! | #DIV/0! | 90 | #DIV/0! | 0.5 | 1 | #DIV/0! | #DIV/0! | 0 | #DIV/0! | 52 | 0.8 | 8.3333e-06 | 0 | 0.01388 | 0.01388 | 0 | 0.00015131 | 0.00015131 | #DIV/0! | #DIV/0! | 10 | 0.0013069 | 999.7027 | #DIV/0! | #DIV/0! | 90 | #DIV/0! | 0.5 | 1 | #DIV/0! | #DIV/0! | 0 | #DIV/0! | 52 | 0.8 | 8.3333e-06 | 0 | 0.01388 | 0.01388 | 0 | 0.00015131 | 0.00015131 | #DIV/0! | #DIV/0! | 20 | 0.001002 | 998.2067 | #DIV/0! | #DIV/0! | 90 | #DIV/0! | 0.5 | 1 | #DIV/0! | #DIV/0! | 0 | #DIV/0! | 52 | 0.8 | 8.3333e-06 | 0 | 0.01388 | 0.01388 | 0 | 0.00015131 | 0.00015131 | #DIV/0! | #DIV/0! | 30 | 0.00079732 | 995.6488 | #DIV/0! | #DIV/0! | 90 | #DIV/0! | 0.5 | 1 | #DIV/0! | #DIV/0! | 0 | #DIV/0!
53 | 0.8 | 8.3333e-06 | 0 | 0.01388 | 0.01388 | 0 | 0.00015131 | 0.00015131 | #DIV/0! | #DIV/0! | 25 | 0.00089021 | 997.047 | #DIV/0! | #DIV/0! | 90 | #DIV/0! | 0.5 | 1 | #DIV/0! | #DIV/0! | 0 | #DIV/0! | 53 | 0.8 | 8.3333e-06 | 0 | 0.01388 | 0.01388 | 0 | 0.00015131 | 0.00015131 | #DIV/0! | #DIV/0! | 10 | 0.0013069 | 999.7027 | #DIV/0! | #DIV/0! | 90 | #DIV/0! | 0.5 | 1 | #DIV/0! | #DIV/0! | 0 | #DIV/0! | 53 | 0.8 | 8.3333e-06 | 0 | 0.01388 | 0.01388 | 0 | 0.00015131 | 0.00015131 | #DIV/0! | #DIV/0! | 20 | 0.001002 | 998.2067 | #DIV/0! | #DIV/0! | 90 | #DIV/0! | 0.5 | 1 | #DIV/0! | #DIV/0! | 0 | #DIV/0! | 53 | 0.8 | 8.3333e-06 | 0 | 0.01388 | 0.01388 | 0 | 0.00015131 | 0.00015131 | #DIV/0! | #DIV/0! | 30 | 0.00079732 | 995.6488 | #DIV/0! | #DIV/0! | 90 | #DIV/0! | 0.5 | 1 | #DIV/0! | #DIV/0! | 0 | #DIV/0!
54 | 0.8 | 8.3333e-06 | 0 | 0.01388 | 0.01388 | 0 | 0.00015131 | 0.00015131 | #DIV/0! | #DIV/0! | 25 | 0.00089021 | 997.047 | #DIV/0! | #DIV/0! | 90 | #DIV/0! | 0.5 | 1 | #DIV/0! | #DIV/0! | 0 | #DIV/0! | 54 | 0.8 | 8.3333e-06 | 0 | 0.01388 | 0.01388 | 0 | 0.00015131 | 0.00015131 | #DIV/0! | #DIV/0! | 10 | 0.0013069 | 999.7027 | #DIV/0! | #DIV/0! | 90 | #DIV/0! | 0.5 | 1 | #DIV/0! | #DIV/0! | 0 | #DIV/0! | 54 | 0.8 | 8.3333e-06 | 0 | 0.01388 | 0.01388 | 0 | 0.00015131 | 0.00015131 | #DIV/0! | #DIV/0! | 20 | 0.001002 | 998.2067 | #DIV/0! | #DIV/0! | 90 | #DIV/0! | 0.5 | 1 | #DIV/0! | #DIV/0! | 0 | #DIV/0! | 54 | 0.8 | 8.3333e-06 | 0 | 0.01388 | 0.01388 | 0 | 0.00015131 | 0.00015131 | #DIV/0! | #DIV/0! | 30 | 0.00079732 | 995.6488 | #DIV/0! | #DIV/0! | 90 | #DIV/0! | 0.5 | 1 | #DIV/0! | #DIV/0! | 0 | #DIV/0!
55 | 0.8 | 8.3333e-06 | 0 | 0.01388 | 0.01388 | 0 | 0.00015131 | 0.00015131 | #DIV/0! | #DIV/0! | 25 | 0.00089021 | 997.047 | #DIV/0! | #DIV/0! | 90 | #DIV/0! | 0.5 | 1 | #DIV/0! | #DIV/0! | 0 | #DIV/0! | 55 | 0.8 | 8.3333e-06 | 0 | 0.01388 | 0.01388 | 0 | 0.00015131 | 0.00015131 | #DIV/0! | #DIV/0! | 10 | 0.0013069 | 999.7027 | #DIV/0! | #DIV/0! | 90 | #DIV/0! | 0.5 | 1 | #DIV/0! | #DIV/0! | 0 | #DIV/0! | 55 | 0.8 | 8.3333e-06 | 0 | 0.01388 | 0.01388 | 0 | 0.00015131 | 0.00015131 | #DIV/0! | #DIV/0! | 20 | 0.001002 | 998.2067 | #DIV/0! | #DIV/0! | 90 | #DIV/0! | 0.5 | 1 | #DIV/0! | #DIV/0! | 0 | #DIV/0! | 55 | 0.8 | 8.3333e-06 | 0 | 0.01388 | 0.01388 | 0 | 0.00015131 | 0.00015131 | #DIV/0! | #DIV/0! | 30 | 0.00079732 | 995.6488 | #DIV/0! | #DIV/0! | 90 | #DIV/0! | 0.5 | 1 | #DIV/0! | #DIV/0! | 0 | #DIV/0!
56 | 0.8 | 8.3333e-06 | 0 | 0.01388 | 0.01388 | 0 | 0.00015131 | 0.00015131 | #DIV/0! | #DIV/0! | 25 | 0.00089021 | 997.047 | #DIV/0! | #DIV/0! | 90 | #DIV/0! | 0.5 | 1 | #DIV/0! | #DIV/0! | 0 | #DIV/0! | 56 | 0.8 | 8.3333e-06 | 0 | 0.01388 | 0.01388 | 0 | 0.00015131 | 0.00015131 | #DIV/0! | #DIV/0! | 10 | 0.0013069 | 999.7027 | #DIV/0! | #DIV/0! | 90 | #DIV/0! | 0.5 | 1 | #DIV/0! | #DIV/0! | 0 | #DIV/0! | 56 | 0.8 | 8.3333e-06 | 0 | 0.01388 | 0.01388 | 0 | 0.00015131 | 0.00015131 | #DIV/0! | #DIV/0! | 20 | 0.001002 | 998.2067 | #DIV/0! | #DIV/0! | 90 | #DIV/0! | 0.5 | 1 | #DIV/0! | #DIV/0! | 0 | #DIV/0! | 56 | 0.8 | 8.3333e-06 | 0 | 0.01388 | 0.01388 | 0 | 0.00015131 | 0.00015131 | #DIV/0! | #DIV/0! | 30 | 0.00079732 | 995.6488 | #DIV/0! | #DIV/0! | 90 | #DIV/0! | 0.5 | 1 | #DIV/0! | #DIV/0! | 0 | #DIV/0!
57 | 0.8 | 8.3333e-06 | 0 | 0.01388 | 0.01388 | 0 | 0.00015131 | 0.00015131 | #DIV/0! | #DIV/0! | 25 | 0.00089021 | 997.047 | #DIV/0! | #DIV/0! | 90 | #DIV/0! | 0.5 | 1 | #DIV/0! | #DIV/0! | 0 | #DIV/0! | 57 | 0.8 | 8.3333e-06 | 0 | 0.01388 | 0.01388 | 0 | 0.00015131 | 0.00015131 | #DIV/0! | #DIV/0! | 10 | 0.0013069 | 999.7027 | #DIV/0! | #DIV/0! | 90 | #DIV/0! | 0.5 | 1 | #DIV/0! | #DIV/0! | 0 | #DIV/0! | 57 | 0.8 | 8.3333e-06 | 0 | 0.01388 | 0.01388 | 0 | 0.00015131 | 0.00015131 | #DIV/0! | #DIV/0! | 20 | 0.001002 | 998.2067 | #DIV/0! | #DIV/0! | 90 | #DIV/0! | 0.5 | 1 | #DIV/0! | #DIV/0! | 0 | #DIV/0! | 57 | 0.8 | 8.3333e-06 | 0 | 0.01388 | 0.01388 | 0 | 0.00015131 | 0.00015131 | #DIV/0! | #DIV/0! | 30 | 0.00079732 | 995.6488 | #DIV/0! | #DIV/0! | 90 | #DIV/0! | 0.5 | 1 | #DIV/0! | #DIV/0! | 0 | #DIV/0!
58 | 0.8 | 8.3333e-06 | 0 | 0.01388 | 0.01388 | 0 | 0.00015131 | 0.00015131 | #DIV/0! | #DIV/0! | 25 | 0.00089021 | 997.047 | #DIV/0! | #DIV/0! | 90 | #DIV/0! | 0.5 | 1 | #DIV/0! | #DIV/0! | 0 | #DIV/0! | 58 | 0.8 | 8.3333e-06 | 0 | 0.01388 | 0.01388 | 0 | 0.00015131 | 0.00015131 | #DIV/0! | #DIV/0! | 10 | 0.0013069 | 999.7027 | #DIV/0! | #DIV/0! | 90 | #DIV/0! | 0.5 | 1 | #DIV/0! | #DIV/0! | 0 | #DIV/0! | 58 | 0.8 | 8.3333e-06 | 0 | 0.01388 | 0.01388 | 0 | 0.00015131 | 0.00015131 | #DIV/0! | #DIV/0! | 20 | 0.001002 | 998.2067 | #DIV/0! | #DIV/0! | 90 | #DIV/0! | 0.5 | 1 | #DIV/0! | #DIV/0! | 0 | #DIV/0! | 58 | 0.8 | 8.3333e-06 | 0 | 0.01388 | 0.01388 | 0 | 0.00015131 | 0.00015131 | #DIV/0! | #DIV/0! | 30 | 0.00079732 | 995.6488 | #DIV/0! | #DIV/0! | 90 | #DIV/0! | 0.5 | 1 | #DIV/0! | #DIV/0! | 0 | #DIV/0!
59 | 0.8 | 8.3333e-06 | 0 | 0.01388 | 0.01388 | 0 | 0.00015131 | 0.00015131 | #DIV/0! | #DIV/0! | 25 | 0.00089021 | 997.047 | #DIV/0! | #DIV/0! | 90 | #DIV/0! | 0.5 | 1 | #DIV/0! | #DIV/0! | 0 | #DIV/0! | 59 | 0.8 | 8.3333e-06 | 0 | 0.01388 | 0.01388 | 0 | 0.00015131 | 0.00015131 | #DIV/0! | #DIV/0! | 10 | 0.0013069 | 999.7027 | #DIV/0! | #DIV/0! | 90 | #DIV/0! | 0.5 | 1 | #DIV/0! | #DIV/0! | 0 | #DIV/0! | 59 | 0.8 | 8.3333e-06 | 0 | 0.01388 | 0.01388 | 0 | 0.00015131 | 0.00015131 | #DIV/0! | #DIV/0! | 20 | 0.001002 | 998.2067 | #DIV/0! | #DIV/0! | 90 | #DIV/0! | 0.5 | 1 | #DIV/0! | #DIV/0! | 0 | #DIV/0! | 59 | 0.8 | 8.3333e-06 | 0 | 0.01388 | 0.01388 | 0 | 0.00015131 | 0.00015131 | #DIV/0! | #DIV/0! | 30 | 0.00079732 | 995.6488 | #DIV/0! | #DIV/0! | 90 | #DIV/0! | 0.5 | 1 | #DIV/0! | #DIV/0! | 0 | #DIV/0!
60 | 0.8 | 8.3333e-06 | 0 | 0.01388 | 0.01388 | 0 | 0.00015131 | 0.00015131 | #DIV/0! | #DIV/0! | 25 | 0.00089021 | 997.047 | #DIV/0! | #DIV/0! | 90 | #DIV/0! | 0.5 | 1 | #DIV/0! | #DIV/0! | 0 | #DIV/0! | 60 | 0.8 | 8.3333e-06 | 0 | 0.01388 | 0.01388 | 0 | 0.00015131 | 0.00015131 | #DIV/0! | #DIV/0! | 10 | 0.0013069 | 999.7027 | #DIV/0! | #DIV/0! | 90 | #DIV/0! | 0.5 | 1 | #DIV/0! | #DIV/0! | 0 | #DIV/0! | 60 | 0.8 | 8.3333e-06 | 0 | 0.01388 | 0.01388 | 0 | 0.00015131 | 0.00015131 | #DIV/0! | #DIV/0! | 20 | 0.001002 | 998.2067 | #DIV/0! | #DIV/0! | 90 | #DIV/0! | 0.5 | 1 | #DIV/0! | #DIV/0! | 0 | #DIV/0! | 60 | 0.8 | 8.3333e-06 | 0 | 0.01388 | 0.01388 | 0 | 0.00015131 | 0.00015131 | #DIV/0! | #DIV/0! | 30 | 0.00079732 | 995.6488 | #DIV/0! | #DIV/0! | 90 | #DIV/0! | 0.5 | 1 | #DIV/0! | #DIV/0! | 0 | #DIV/0!
1 | 1 | 1.0417e-05 | 0 | 0.01388 | 0.01388 | 0 | 0.00015131 | 0.00015131 | #DIV/0! | #DIV/0! | 25 | 0.00089021 | 997.047 | #DIV/0! | #DIV/0! | 90 | #DIV/0! | 0.5 | 1 | #DIV/0! | #DIV/0! | 0 | #DIV/0! | 1 | 1 | 1.0417e-05 | 0 | 0.01388 | 0.01388 | 0 | 0.00015131 | 0.00015131 | #DIV/0! | #DIV/0! | 10 | 0.0013069 | 999.7027 | #DIV/0! | #DIV/0! | 90 | #DIV/0! | 0.5 | 1 | #DIV/0! | #DIV/0! | 0 | #DIV/0! | 1 | 1 | 1.0417e-05 | 0 | 0.01388 | 0.01388 | 0 | 0.00015131 | 0.00015131 | #DIV/0! | #DIV/0! | 20 | 0.001002 | 998.2067 | #DIV/0! | #DIV/0! | 90 | #DIV/0! | 0.5 | 1 | #DIV/0! | #DIV/0! | 0 | #DIV/0! | 1 | 1 | 1.0417e-05 | 0 | 0.01388 | 0.01388 | 0 | 0.00015131 | 0.00015131 | #DIV/0! | #DIV/0! | 30 | 0.00079732 | 995.6488 | #DIV/0! | #DIV/0! | 90 | #DIV/0! | 0.5 | 1 | #DIV/0! | #DIV/0! | 0 | #DIV/0!
2 | 1 | 1.0417e-05 | 0 | 0.01388 | 0.01388 | 0 | 0.00015131 | 0.00015131 | #DIV/0! | #DIV/0! | 25 | 0.00089021 | 997.047 | #DIV/0! | #DIV/0! | 90 | #DIV/0! | 0.5 | 1 | #DIV/0! | #DIV/0! | 0 | #DIV/0! | 2 | 1 | 1.0417e-05 | 0 | 0.01388 | 0.01388 | 0 | 0.00015131 | 0.00015131 | #DIV/0! | #DIV/0! | 10 | 0.0013069 | 999.7027 | #DIV/0! | #DIV/0! | 90 | #DIV/0! | 0.5 | 1 | #DIV/0! | #DIV/0! | 0 | #DIV/0! | 2 | 1 | 1.0417e-05 | 0 | 0.01388 | 0.01388 | 0 | 0.00015131 | 0.00015131 | #DIV/0! | #DIV/0! | 20 | 0.001002 | 998.2067 | #DIV/0! | #DIV/0! | 90 | #DIV/0! | 0.5 | 1 | #DIV/0! | #DIV/0! | 0 | #DIV/0! | 2 | 1 | 1.0417e-05 | 0 | 0.01388 | 0.01388 | 0 | 0.00015131 | 0.00015131 | #DIV/0! | #DIV/0! | 30 | 0.00079732 | 995.6488 | #DIV/0! | #DIV/0! | 90 | #DIV/0! | 0.5 | 1 | #DIV/0! | #DIV/0! | 0 | #DIV/0!
3 | 1 | 1.0417e-05 | 0 | 0.01388 | 0.01388 | 0 | 0.00015131 | 0.00015131 | #DIV/0! | #DIV/0! | 25 | 0.00089021 | 997.047 | #DIV/0! | #DIV/0! | 90 | #DIV/0! | 0.5 | 1 | #DIV/0! | #DIV/0! | 0 | #DIV/0! | 3 | 1 | 1.0417e-05 | 0 | 0.01388 | 0.01388 | 0 | 0.00015131 | 0.00015131 | #DIV/0! | #DIV/0! | 10 | 0.0013069 | 999.7027 | #DIV/0! | #DIV/0! | 90 | #DIV/0! | 0.5 | 1 | #DIV/0! | #DIV/0! | 0 | #DIV/0! | 3 | 1 | 1.0417e-05 | 0 | 0.01388 | 0.01388 | 0 | 0.00015131 | 0.00015131 | #DIV/0! | #DIV/0! | 20 | 0.001002 | 998.2067 | #DIV/0! | #DIV/0! | 90 | #DIV/0! | 0.5 | 1 | #DIV/0! | #DIV/0! | 0 | #DIV/0! | 3 | 1 | 1.0417e-05 | 0 | 0.01388 | 0.01388 | 0 | 0.00015131 | 0.00015131 | #DIV/0! | #DIV/0! | 30 | 0.00079732 | 995.6488 | #DIV/0! | #DIV/0! | 90 | #DIV/0! | 0.5 | 1 | #DIV/0! | #DIV/0! | 0 | #DIV/0!
4 | 1 | 1.0417e-05 | 0 | 0.01388 | 0.01388 | 0 | 0.00015131 | 0.00015131 | #DIV/0! | #DIV/0! | 25 | 0.00089021 | 997.047 | #DIV/0! | #DIV/0! | 90 | #DIV/0! | 0.5 | 1 | #DIV/0! | #DIV/0! | 0 | #DIV/0! | 4 | 1 | 1.0417e-05 | 0 | 0.01388 | 0.01388 | 0 | 0.00015131 | 0.00015131 | #DIV/0! | #DIV/0! | 10 | 0.0013069 | 999.7027 | #DIV/0! | #DIV/0! | 90 | #DIV/0! | 0.5 | 1 | #DIV/0! | #DIV/0! | 0 | #DIV/0! | 4 | 1 | 1.0417e-05 | 0 | 0.01388 | 0.01388 | 0 | 0.00015131 | 0.00015131 | #DIV/0! | #DIV/0! | 20 | 0.001002 | 998.2067 | #DIV/0! | #DIV/0! | 90 | #DIV/0! | 0.5 | 1 | #DIV/0! | #DIV/0! | 0 | #DIV/0! | 4 | 1 | 1.0417e-05 | 0 | 0.01388 | 0.01388 | 0 | 0.00015131 | 0.00015131 | #DIV/0! | #DIV/0! | 30 | 0.00079732 | 995.6488 | #DIV/0! | #DIV/0! | 90 | #DIV/0! | 0.5 | 1 | #DIV/0! | #DIV/0! | 0 | #DIV/0!
5 | 1 | 1.0417e-05 | 0 | 0.01388 | 0.01388 | 0 | 0.00015131 | 0.00015131 | #DIV/0! | #DIV/0! | 25 | 0.00089021 | 997.047 | #DIV/0! | #DIV/0! | 90 | #DIV/0! | 0.5 | 1 | #DIV/0! | #DIV/0! | 0 | #DIV/0! | 5 | 1 | 1.0417e-05 | 0 | 0.01388 | 0.01388 | 0 | 0.00015131 | 0.00015131 | #DIV/0! | #DIV/0! | 10 | 0.0013069 | 999.7027 | #DIV/0! | #DIV/0! | 90 | #DIV/0! | 0.5 | 1 | #DIV/0! | #DIV/0! | 0 | #DIV/0! | 5 | 1 | 1.0417e-05 | 0 | 0.01388 | 0.01388 | 0 | 0.00015131 | 0.00015131 | #DIV/0! | #DIV/0! | 20 | 0.001002 | 998.2067 | #DIV/0! | #DIV/0! | 90 | #DIV/0! | 0.5 | 1 | #DIV/0! | #DIV/0! | 0 | #DIV/0! | 5 | 1 | 1.0417e-05 | 0 | 0.01388 | 0.01388 | 0 | 0.00015131 | 0.00015131 | #DIV/0! | #DIV/0! | 30 | 0.00079732 | 995.6488 | #DIV/0! | #DIV/0! | 90 | #DIV/0! | 0.5 | 1 | #DIV/0! | #DIV/0! | 0 | #DIV/0!
6 | 1 | 1.0417e-05 | 0 | 0.01388 | 0.01388 | 0 | 0.00015131 | 0.00015131 | #DIV/0! | #DIV/0! | 25 | 0.00089021 | 997.047 | #DIV/0! | #DIV/0! | 90 | #DIV/0! | 0.5 | 1 | #DIV/0! | #DIV/0! | 0 | #DIV/0! | 6 | 1 | 1.0417e-05 | 0 | 0.01388 | 0.01388 | 0 | 0.00015131 | 0.00015131 | #DIV/0! | #DIV/0! | 10 | 0.0013069 | 999.7027 | #DIV/0! | #DIV/0! | 90 | #DIV/0! | 0.5 | 1 | #DIV/0! | #DIV/0! | 0 | #DIV/0! | 6 | 1 | 1.0417e-05 | 0 | 0.01388 | 0.01388 | 0 | 0.00015131 | 0.00015131 | #DIV/0! | #DIV/0! | 20 | 0.001002 | 998.2067 | #DIV/0! | #DIV/0! | 90 | #DIV/0! | 0.5 | 1 | #DIV/0! | #DIV/0! | 0 | #DIV/0! | 6 | 1 | 1.0417e-05 | 0 | 0.01388 | 0.01388 | 0 | 0.00015131 | 0.00015131 | #DIV/0! | #DIV/0! | 30 | 0.00079732 | 995.6488 | #DIV/0! | #DIV/0! | 90 | #DIV/0! | 0.5 | 1 | #DIV/0! | #DIV/0! | 0 | #DIV/0!
7 | 1 | 1.0417e-05 | 0 | 0.01388 | 0.01388 | 0 | 0.00015131 | 0.00015131 | #DIV/0! | #DIV/0! | 25 | 0.00089021 | 997.047 | #DIV/0! | #DIV/0! | 90 | #DIV/0! | 0.5 | 1 | #DIV/0! | #DIV/0! | 0 | #DIV/0! | 7 | 1 | 1.0417e-05 | 0 | 0.01388 | 0.01388 | 0 | 0.00015131 | 0.00015131 | #DIV/0! | #DIV/0! | 10 | 0.0013069 | 999.7027 | #DIV/0! | #DIV/0! | 90 | #DIV/0! | 0.5 | 1 | #DIV/0! | #DIV/0! | 0 | #DIV/0! | 7 | 1 | 1.0417e-05 | 0 | 0.01388 | 0.01388 | 0 | 0.00015131 | 0.00015131 | #DIV/0! | #DIV/0! | 20 | 0.001002 | 998.2067 | #DIV/0! | #DIV/0! | 90 | #DIV/0! | 0.5 | 1 | #DIV/0! | #DIV/0! | 0 | #DIV/0! | 7 | 1 | 1.0417e-05 | 0 | 0.01388 | 0.01388 | 0 | 0.00015131 | 0.00015131 | #DIV/0! | #DIV/0! | 30 | 0.00079732 | 995.6488 | #DIV/0! | #DIV/0! | 90 | #DIV/0! | 0.5 | 1 | #DIV/0! | #DIV/0! | 0 | #DIV/0!
8 | 1 | 1.0417e-05 | 0 | 0.01388 | 0.01388 | 0 | 0.00015131 | 0.00015131 | #DIV/0! | #DIV/0! | 25 | 0.00089021 | 997.047 | #DIV/0! | #DIV/0! | 90 | #DIV/0! | 0.5 | 1 | #DIV/0! | #DIV/0! | 0 | #DIV/0! | 8 | 1 | 1.0417e-05 | 0 | 0.01388 | 0.01388 | 0 | 0.00015131 | 0.00015131 | #DIV/0! | #DIV/0! | 10 | 0.0013069 | 999.7027 | #DIV/0! | #DIV/0! | 90 | #DIV/0! | 0.5 | 1 | #DIV/0! | #DIV/0! | 0 | #DIV/0! | 8 | 1 | 1.0417e-05 | 0 | 0.01388 | 0.01388 | 0 | 0.00015131 | 0.00015131 | #DIV/0! | #DIV/0! | 20 | 0.001002 | 998.2067 | #DIV/0! | #DIV/0! | 90 | #DIV/0! | 0.5 | 1 | #DIV/0! | #DIV/0! | 0 | #DIV/0! | 8 | 1 | 1.0417e-05 | 0 | 0.01388 | 0.01388 | 0 | 0.00015131 | 0.00015131 | #DIV/0! | #DIV/0! | 30 | 0.00079732 | 995.6488 | #DIV/0! | #DIV/0! | 90 | #DIV/0! | 0.5 | 1 | #DIV/0! | #DIV/0! | 0 | #DIV/0!
9 | 1 | 1.0417e-05 | 0 | 0.01388 | 0.01388 | 0 | 0.00015131 | 0.00015131 | #DIV/0! | #DIV/0! | 25 | 0.00089021 | 997.047 | #DIV/0! | #DIV/0! | 90 | #DIV/0! | 0.5 | 1 | #DIV/0! | #DIV/0! | 0 | #DIV/0! | 9 | 1 | 1.0417e-05 | 0 | 0.01388 | 0.01388 | 0 | 0.00015131 | 0.00015131 | #DIV/0! | #DIV/0! | 10 | 0.0013069 | 999.7027 | #DIV/0! | #DIV/0! | 90 | #DIV/0! | 0.5 | 1 | #DIV/0! | #DIV/0! | 0 | #DIV/0! | 9 | 1 | 1.0417e-05 | 0 | 0.01388 | 0.01388 | 0 | 0.00015131 | 0.00015131 | #DIV/0! | #DIV/0! | 20 | 0.001002 | 998.2067 | #DIV/0! | #DIV/0! | 90 | #DIV/0! | 0.5 | 1 | #DIV/0! | #DIV/0! | 0 | #DIV/0! | 9 | 1 | 1.0417e-05 | 0 | 0.01388 | 0.01388 | 0 | 0.00015131 | 0.00015131 | #DIV/0! | #DIV/0! | 30 | 0.00079732 | 995.6488 | #DIV/0! | #DIV/0! | 90 | #DIV/0! | 0.5 | 1 | #DIV/0! | #DIV/0! | 0 | #DIV/0!
10 | 1 | 1.0417e-05 | 0 | 0.01388 | 0.01388 | 0 | 0.00015131 | 0.00015131 | #DIV/0! | #DIV/0! | 25 | 0.00089021 | 997.047 | #DIV/0! | #DIV/0! | 90 | #DIV/0! | 0.5 | 1 | #DIV/0! | #DIV/0! | 0 | #DIV/0! | 10 | 1 | 1.0417e-05 | 0 | 0.01388 | 0.01388 | 0 | 0.00015131 | 0.00015131 | #DIV/0! | #DIV/0! | 10 | 0.0013069 | 999.7027 | #DIV/0! | #DIV/0! | 90 | #DIV/0! | 0.5 | 1 | #DIV/0! | #DIV/0! | 0 | #DIV/0! | 10 | 1 | 1.0417e-05 | 0 | 0.01388 | 0.01388 | 0 | 0.00015131 | 0.00015131 | #DIV/0! | #DIV/0! | 20 | 0.001002 | 998.2067 | #DIV/0! | #DIV/0! | 90 | #DIV/0! | 0.5 | 1 | #DIV/0! | #DIV/0! | 0 | #DIV/0! | 10 | 1 | 1.0417e-05 | 0 | 0.01388 | 0.01388 | 0 | 0.00015131 | 0.00015131 | #DIV/0! | #DIV/0! | 30 | 0.00079732 | 995.6488 | #DIV/0! | #DIV/0! | 90 | #DIV/0! | 0.5 | 1 | #DIV/0! | #DIV/0! | 0 | #DIV/0!
11 | 1 | 1.0417e-05 | 0 | 0.01388 | 0.01388 | 0 | 0.00015131 | 0.00015131 | #DIV/0! | #DIV/0! | 25 | 0.00089021 | 997.047 | #DIV/0! | #DIV/0! | 90 | #DIV/0! | 0.5 | 1 | #DIV/0! | #DIV/0! | 0 | #DIV/0! | 11 | 1 | 1.0417e-05 | 0 | 0.01388 | 0.01388 | 0 | 0.00015131 | 0.00015131 | #DIV/0! | #DIV/0! | 10 | 0.0013069 | 999.7027 | #DIV/0! | #DIV/0! | 90 | #DIV/0! | 0.5 | 1 | #DIV/0! | #DIV/0! | 0 | #DIV/0! | 11 | 1 | 1.0417e-05 | 0 | 0.01388 | 0.01388 | 0 | 0.00015131 | 0.00015131 | #DIV/0! | #DIV/0! | 20 | 0.001002 | 998.2067 | #DIV/0! | #DIV/0! | 90 | #DIV/0! | 0.5 | 1 | #DIV/0! | #DIV/0! | 0 | #DIV/0! | 11 | 1 | 1.0417e-05 | 0 | 0.01388 | 0.01388 | 0 | 0.00015131 | 0.00015131 | #DIV/0! | #DIV/0! | 30 | 0.00079732 | 995.6488 | #DIV/0! | #DIV/0! | 90 | #DIV/0! | 0.5 | 1 | #DIV/0! | #DIV/0! | 0 | #DIV/0!
12 | 1 | 1.0417e-05 | 0 | 0.01388 | 0.01388 | 0 | 0.00015131 | 0.00015131 | #DIV/0! | #DIV/0! | 25 | 0.00089021 | 997.047 | #DIV/0! | #DIV/0! | 90 | #DIV/0! | 0.5 | 1 | #DIV/0! | #DIV/0! | 0 | #DIV/0! | 12 | 1 | 1.0417e-05 | 0 | 0.01388 | 0.01388 | 0 | 0.00015131 | 0.00015131 | #DIV/0! | #DIV/0! | 10 | 0.0013069 | 999.7027 | #DIV/0! | #DIV/0! | 90 | #DIV/0! | 0.5 | 1 | #DIV/0! | #DIV/0! | 0 | #DIV/0! | 12 | 1 | 1.0417e-05 | 0 | 0.01388 | 0.01388 | 0 | 0.00015131 | 0.00015131 | #DIV/0! | #DIV/0! | 20 | 0.001002 | 998.2067 | #DIV/0! | #DIV/0! | 90 | #DIV/0! | 0.5 | 1 | #DIV/0! | #DIV/0! | 0 | #DIV/0! | 12 | 1 | 1.0417e-05 | 0 | 0.01388 | 0.01388 | 0 | 0.00015131 | 0.00015131 | #DIV/0! | #DIV/0! | 30 | 0.00079732 | 995.6488 | #DIV/0! | #DIV/0! | 90 | #DIV/0! | 0.5 | 1 | #DIV/0! | #DIV/0! | 0 | #DIV/0!
13 | 1 | 1.0417e-05 | 0 | 0.01388 | 0.01388 | 0 | 0.00015131 | 0.00015131 | #DIV/0! | #DIV/0! | 25 | 0.00089021 | 997.047 | #DIV/0! | #DIV/0! | 90 | #DIV/0! | 0.5 | 1 | #DIV/0! | #DIV/0! | 0 | #DIV/0! | 13 | 1 | 1.0417e-05 | 0 | 0.01388 | 0.01388 | 0 | 0.00015131 | 0.00015131 | #DIV/0! | #DIV/0! | 10 | 0.0013069 | 999.7027 | #DIV/0! | #DIV/0! | 90 | #DIV/0! | 0.5 | 1 | #DIV/0! | #DIV/0! | 0 | #DIV/0! | 13 | 1 | 1.0417e-05 | 0 | 0.01388 | 0.01388 | 0 | 0.00015131 | 0.00015131 | #DIV/0! | #DIV/0! | 20 | 0.001002 | 998.2067 | #DIV/0! | #DIV/0! | 90 | #DIV/0! | 0.5 | 1 | #DIV/0! | #DIV/0! | 0 | #DIV/0! | 13 | 1 | 1.0417e-05 | 0 | 0.01388 | 0.01388 | 0 | 0.00015131 | 0.00015131 | #DIV/0! | #DIV/0! | 30 | 0.00079732 | 995.6488 | #DIV/0! | #DIV/0! | 90 | #DIV/0! | 0.5 | 1 | #DIV/0! | #DIV/0! | 0 | #DIV/0!
14 | 1 | 1.0417e-05 | 0 | 0.01388 | 0.01388 | 0 | 0.00015131 | 0.00015131 | #DIV/0! | #DIV/0! | 25 | 0.00089021 | 997.047 | #DIV/0! | #DIV/0! | 90 | #DIV/0! | 0.5 | 1 | #DIV/0! | #DIV/0! | 0 | #DIV/0! | 14 | 1 | 1.0417e-05 | 0 | 0.01388 | 0.01388 | 0 | 0.00015131 | 0.00015131 | #DIV/0! | #DIV/0! | 10 | 0.0013069 | 999.7027 | #DIV/0! | #DIV/0! | 90 | #DIV/0! | 0.5 | 1 | #DIV/0! | #DIV/0! | 0 | #DIV/0! | 14 | 1 | 1.0417e-05 | 0 | 0.01388 | 0.01388 | 0 | 0.00015131 | 0.00015131 | #DIV/0! | #DIV/0! | 20 | 0.001002 | 998.2067 | #DIV/0! | #DIV/0! | 90 | #DIV/0! | 0.5 | 1 | #DIV/0! | #DIV/0! | 0 | #DIV/0! | 14 | 1 | 1.0417e-05 | 0 | 0.01388 | 0.01388 | 0 | 0.00015131 | 0.00015131 | #DIV/0! | #DIV/0! | 30 | 0.00079732 | 995.6488 | #DIV/0! | #DIV/0! | 90 | #DIV/0! | 0.5 | 1 | #DIV/0! | #DIV/0! | 0 | #DIV/0!
15 | 1 | 1.0417e-05 | 0 | 0.01388 | 0.01388 | 0 | 0.00015131 | 0.00015131 | #DIV/0! | #DIV/0! | 25 | 0.00089021 | 997.047 | #DIV/0! | #DIV/0! | 90 | #DIV/0! | 0.5 | 1 | #DIV/0! | #DIV/0! | 0 | #DIV/0! | 15 | 1 | 1.0417e-05 | 0 | 0.01388 | 0.01388 | 0 | 0.00015131 | 0.00015131 | #DIV/0! | #DIV/0! | 10 | 0.0013069 | 999.7027 | #DIV/0! | #DIV/0! | 90 | #DIV/0! | 0.5 | 1 | #DIV/0! | #DIV/0! | 0 | #DIV/0! | 15 | 1 | 1.0417e-05 | 0 | 0.01388 | 0.01388 | 0 | 0.00015131 | 0.00015131 | #DIV/0! | #DIV/0! | 20 | 0.001002 | 998.2067 | #DIV/0! | #DIV/0! | 90 | #DIV/0! | 0.5 | 1 | #DIV/0! | #DIV/0! | 0 | #DIV/0! | 15 | 1 | 1.0417e-05 | 0 | 0.01388 | 0.01388 | 0 | 0.00015131 | 0.00015131 | #DIV/0! | #DIV/0! | 30 | 0.00079732 | 995.6488 | #DIV/0! | #DIV/0! | 90 | #DIV/0! | 0.5 | 1 | #DIV/0! | #DIV/0! | 0 | #DIV/0!
16 | 1 | 1.0417e-05 | 0 | 0.01388 | 0.01388 | 0 | 0.00015131 | 0.00015131 | #DIV/0! | #DIV/0! | 25 | 0.00089021 | 997.047 | #DIV/0! | #DIV/0! | 90 | #DIV/0! | 0.5 | 1 | #DIV/0! | #DIV/0! | 0 | #DIV/0! | 16 | 1 | 1.0417e-05 | 0 | 0.01388 | 0.01388 | 0 | 0.00015131 | 0.00015131 | #DIV/0! | #DIV/0! | 10 | 0.0013069 | 999.7027 | #DIV/0! | #DIV/0! | 90 | #DIV/0! | 0.5 | 1 | #DIV/0! | #DIV/0! | 0 | #DIV/0! | 16 | 1 | 1.0417e-05 | 0 | 0.01388 | 0.01388 | 0 | 0.00015131 | 0.00015131 | #DIV/0! | #DIV/0! | 20 | 0.001002 | 998.2067 | #DIV/0! | #DIV/0! | 90 | #DIV/0! | 0.5 | 1 | #DIV/0! | #DIV/0! | 0 | #DIV/0! | 16 | 1 | 1.0417e-05 | 0 | 0.01388 | 0.01388 | 0 | 0.00015131 | 0.00015131 | #DIV/0! | #DIV/0! | 30 | 0.00079732 | 995.6488 | #DIV/0! | #DIV/0! | 90 | #DIV/0! | 0.5 | 1 | #DIV/0! | #DIV/0! | 0 | #DIV/0!
17 | 1 | 1.0417e-05 | 0 | 0.01388 | 0.01388 | 0 | 0.00015131 | 0.00015131 | #DIV/0! | #DIV/0! | 25 | 0.00089021 | 997.047 | #DIV/0! | #DIV/0! | 90 | #DIV/0! | 0.5 | 1 | #DIV/0! | #DIV/0! | 0 | #DIV/0! | 17 | 1 | 1.0417e-05 | 0 | 0.01388 | 0.01388 | 0 | 0.00015131 | 0.00015131 | #DIV/0! | #DIV/0! | 10 | 0.0013069 | 999.7027 | #DIV/0! | #DIV/0! | 90 | #DIV/0! | 0.5 | 1 | #DIV/0! | #DIV/0! | 0 | #DIV/0! | 17 | 1 | 1.0417e-05 | 0 | 0.01388 | 0.01388 | 0 | 0.00015131 | 0.00015131 | #DIV/0! | #DIV/0! | 20 | 0.001002 | 998.2067 | #DIV/0! | #DIV/0! | 90 | #DIV/0! | 0.5 | 1 | #DIV/0! | #DIV/0! | 0 | #DIV/0! | 17 | 1 | 1.0417e-05 | 0 | 0.01388 | 0.01388 | 0 | 0.00015131 | 0.00015131 | #DIV/0! | #DIV/0! | 30 | 0.00079732 | 995.6488 | #DIV/0! | #DIV/0! | 90 | #DIV/0! | 0.5 | 1 | #DIV/0! | #DIV/0! | 0 | #DIV/0!
18 | 1 | 1.0417e-05 | 0 | 0.01388 | 0.01388 | 0 | 0.00015131 | 0.00015131 | #DIV/0! | #DIV/0! | 25 | 0.00089021 | 997.047 | #DIV/0! | #DIV/0! | 90 | #DIV/0! | 0.5 | 1 | #DIV/0! | #DIV/0! | 0 | #DIV/0! | 18 | 1 | 1.0417e-05 | 0 | 0.01388 | 0.01388 | 0 | 0.00015131 | 0.00015131 | #DIV/0! | #DIV/0! | 10 | 0.0013069 | 999.7027 | #DIV/0! | #DIV/0! | 90 | #DIV/0! | 0.5 | 1 | #DIV/0! | #DIV/0! | 0 | #DIV/0! | 18 | 1 | 1.0417e-05 | 0 | 0.01388 | 0.01388 | 0 | 0.00015131 | 0.00015131 | #DIV/0! | #DIV/0! | 20 | 0.001002 | 998.2067 | #DIV/0! | #DIV/0! | 90 | #DIV/0! | 0.5 | 1 | #DIV/0! | #DIV/0! | 0 | #DIV/0! | 18 | 1 | 1.0417e-05 | 0 | 0.01388 | 0.01388 | 0 | 0.00015131 | 0.00015131 | #DIV/0! | #DIV/0! | 30 | 0.00079732 | 995.6488 | #DIV/0! | #DIV/0! | 90 | #DIV/0! | 0.5 | 1 | #DIV/0! | #DIV/0! | 0 | #DIV/0!
19 | 1 | 1.0417e-05 | 0 | 0.01388 | 0.01388 | 0 | 0.00015131 | 0.00015131 | #DIV/0! | #DIV/0! | 25 | 0.00089021 | 997.047 | #DIV/0! | #DIV/0! | 90 | #DIV/0! | 0.5 | 1 | #DIV/0! | #DIV/0! | 0 | #DIV/0! | 19 | 1 | 1.0417e-05 | 0 | 0.01388 | 0.01388 | 0 | 0.00015131 | 0.00015131 | #DIV/0! | #DIV/0! | 10 | 0.0013069 | 999.7027 | #DIV/0! | #DIV/0! | 90 | #DIV/0! | 0.5 | 1 | #DIV/0! | #DIV/0! | 0 | #DIV/0! | 19 | 1 | 1.0417e-05 | 0 | 0.01388 | 0.01388 | 0 | 0.00015131 | 0.00015131 | #DIV/0! | #DIV/0! | 20 | 0.001002 | 998.2067 | #DIV/0! | #DIV/0! | 90 | #DIV/0! | 0.5 | 1 | #DIV/0! | #DIV/0! | 0 | #DIV/0! | 19 | 1 | 1.0417e-05 | 0 | 0.01388 | 0.01388 | 0 | 0.00015131 | 0.00015131 | #DIV/0! | #DIV/0! | 30 | 0.00079732 | 995.6488 | #DIV/0! | #DIV/0! | 90 | #DIV/0! | 0.5 | 1 | #DIV/0! | #DIV/0! | 0 | #DIV/0!
20 | 1 | 1.0417e-05 | 0 | 0.01388 | 0.01388 | 0 | 0.00015131 | 0.00015131 | #DIV/0! | #DIV/0! | 25 | 0.00089021 | 997.047 | #DIV/0! | #DIV/0! | 90 | #DIV/0! | 0.5 | 1 | #DIV/0! | #DIV/0! | 0 | #DIV/0! | 20 | 1 | 1.0417e-05 | 0 | 0.01388 | 0.01388 | 0 | 0.00015131 | 0.00015131 | #DIV/0! | #DIV/0! | 10 | 0.0013069 | 999.7027 | #DIV/0! | #DIV/0! | 90 | #DIV/0! | 0.5 | 1 | #DIV/0! | #DIV/0! | 0 | #DIV/0! | 20 | 1 | 1.0417e-05 | 0 | 0.01388 | 0.01388 | 0 | 0.00015131 | 0.00015131 | #DIV/0! | #DIV/0! | 20 | 0.001002 | 998.2067 | #DIV/0! | #DIV/0! | 90 | #DIV/0! | 0.5 | 1 | #DIV/0! | #DIV/0! | 0 | #DIV/0! | 20 | 1 | 1.0417e-05 | 0 | 0.01388 | 0.01388 | 0 | 0.00015131 | 0.00015131 | #DIV/0! | #DIV/0! | 30 | 0.00079732 | 995.6488 | #DIV/0! | #DIV/0! | 90 | #DIV/0! | 0.5 | 1 | #DIV/0! | #DIV/0! | 0 | #DIV/0!
21 | 1 | 1.0417e-05 | 0 | 0.01388 | 0.01388 | 0 | 0.00015131 | 0.00015131 | #DIV/0! | #DIV/0! | 25 | 0.00089021 | 997.047 | #DIV/0! | #DIV/0! | 90 | #DIV/0! | 0.5 | 1 | #DIV/0! | #DIV/0! | 0 | #DIV/0! | 21 | 1 | 1.0417e-05 | 0 | 0.01388 | 0.01388 | 0 | 0.00015131 | 0.00015131 | #DIV/0! | #DIV/0! | 10 | 0.0013069 | 999.7027 | #DIV/0! | #DIV/0! | 90 | #DIV/0! | 0.5 | 1 | #DIV/0! | #DIV/0! | 0 | #DIV/0! | 21 | 1 | 1.0417e-05 | 0 | 0.01388 | 0.01388 | 0 | 0.00015131 | 0.00015131 | #DIV/0! | #DIV/0! | 20 | 0.001002 | 998.2067 | #DIV/0! | #DIV/0! | 90 | #DIV/0! | 0.5 | 1 | #DIV/0! | #DIV/0! | 0 | #DIV/0! | 21 | 1 | 1.0417e-05 | 0 | 0.01388 | 0.01388 | 0 | 0.00015131 | 0.00015131 | #DIV/0! | #DIV/0! | 30 | 0.00079732 | 995.6488 | #DIV/0! | #DIV/0! | 90 | #DIV/0! | 0.5 | 1 | #DIV/0! | #DIV/0! | 0 | #DIV/0!
22 | 1 | 1.0417e-05 | 0 | 0.01388 | 0.01388 | 0 | 0.00015131 | 0.00015131 | #DIV/0! | #DIV/0! | 25 | 0.00089021 | 997.047 | #DIV/0! | #DIV/0! | 90 | #DIV/0! | 0.5 | 1 | #DIV/0! | #DIV/0! | 0 | #DIV/0! | 22 | 1 | 1.0417e-05 | 0 | 0.01388 | 0.01388 | 0 | 0.00015131 | 0.00015131 | #DIV/0! | #DIV/0! | 10 | 0.0013069 | 999.7027 | #DIV/0! | #DIV/0! | 90 | #DIV/0! | 0.5 | 1 | #DIV/0! | #DIV/0! | 0 | #DIV/0! | 22 | 1 | 1.0417e-05 | 0 | 0.01388 | 0.01388 | 0 | 0.00015131 | 0.00015131 | #DIV/0! | #DIV/0! | 20 | 0.001002 | 998.2067 | #DIV/0! | #DIV/0! | 90 | #DIV/0! | 0.5 | 1 | #DIV/0! | #DIV/0! | 0 | #DIV/0! | 22 | 1 | 1.0417e-05 | 0 | 0.01388 | 0.01388 | 0 | 0.00015131 | 0.00015131 | #DIV/0! | #DIV/0! | 30 | 0.00079732 | 995.6488 | #DIV/0! | #DIV/0! | 90 | #DIV/0! | 0.5 | 1 | #DIV/0! | #DIV/0! | 0 | #DIV/0!
23 | 1 | 1.0417e-05 | 0 | 0.01388 | 0.01388 | 0 | 0.00015131 | 0.00015131 | #DIV/0! | #DIV/0! | 25 | 0.00089021 | 997.047 | #DIV/0! | #DIV/0! | 90 | #DIV/0! | 0.5 | 1 | #DIV/0! | #DIV/0! | 0 | #DIV/0! | 23 | 1 | 1.0417e-05 | 0 | 0.01388 | 0.01388 | 0 | 0.00015131 | 0.00015131 | #DIV/0! | #DIV/0! | 10 | 0.0013069 | 999.7027 | #DIV/0! | #DIV/0! | 90 | #DIV/0! | 0.5 | 1 | #DIV/0! | #DIV/0! | 0 | #DIV/0! | 23 | 1 | 1.0417e-05 | 0 | 0.01388 | 0.01388 | 0 | 0.00015131 | 0.00015131 | #DIV/0! | #DIV/0! | 20 | 0.001002 | 998.2067 | #DIV/0! | #DIV/0! | 90 | #DIV/0! | 0.5 | 1 | #DIV/0! | #DIV/0! | 0 | #DIV/0! | 23 | 1 | 1.0417e-05 | 0 | 0.01388 | 0.01388 | 0 | 0.00015131 | 0.00015131 | #DIV/0! | #DIV/0! | 30 | 0.00079732 | 995.6488 | #DIV/0! | #DIV/0! | 90 | #DIV/0! | 0.5 | 1 | #DIV/0! | #DIV/0! | 0 | #DIV/0!
24 | 1 | 1.0417e-05 | 0 | 0.01388 | 0.01388 | 0 | 0.00015131 | 0.00015131 | #DIV/0! | #DIV/0! | 25 | 0.00089021 | 997.047 | #DIV/0! | #DIV/0! | 90 | #DIV/0! | 0.5 | 1 | #DIV/0! | #DIV/0! | 0 | #DIV/0! | 24 | 1 | 1.0417e-05 | 0 | 0.01388 | 0.01388 | 0 | 0.00015131 | 0.00015131 | #DIV/0! | #DIV/0! | 10 | 0.0013069 | 999.7027 | #DIV/0! | #DIV/0! | 90 | #DIV/0! | 0.5 | 1 | #DIV/0! | #DIV/0! | 0 | #DIV/0! | 24 | 1 | 1.0417e-05 | 0 | 0.01388 | 0.01388 | 0 | 0.00015131 | 0.00015131 | #DIV/0! | #DIV/0! | 20 | 0.001002 | 998.2067 | #DIV/0! | #DIV/0! | 90 | #DIV/0! | 0.5 | 1 | #DIV/0! | #DIV/0! | 0 | #DIV/0! | 24 | 1 | 1.0417e-05 | 0 | 0.01388 | 0.01388 | 0 | 0.00015131 | 0.00015131 | #DIV/0! | #DIV/0! | 30 | 0.00079732 | 995.6488 | #DIV/0! | #DIV/0! | 90 | #DIV/0! | 0.5 | 1 | #DIV/0! | #DIV/0! | 0 | #DIV/0!
25 | 1 | 1.0417e-05 | 0 | 0.01388 | 0.01388 | 0 | 0.00015131 | 0.00015131 | #DIV/0! | #DIV/0! | 25 | 0.00089021 | 997.047 | #DIV/0! | #DIV/0! | 90 | #DIV/0! | 0.5 | 1 | #DIV/0! | #DIV/0! | 0 | #DIV/0! | 25 | 1 | 1.0417e-05 | 0 | 0.01388 | 0.01388 | 0 | 0.00015131 | 0.00015131 | #DIV/0! | #DIV/0! | 10 | 0.0013069 | 999.7027 | #DIV/0! | #DIV/0! | 90 | #DIV/0! | 0.5 | 1 | #DIV/0! | #DIV/0! | 0 | #DIV/0! | 25 | 1 | 1.0417e-05 | 0 | 0.01388 | 0.01388 | 0 | 0.00015131 | 0.00015131 | #DIV/0! | #DIV/0! | 20 | 0.001002 | 998.2067 | #DIV/0! | #DIV/0! | 90 | #DIV/0! | 0.5 | 1 | #DIV/0! | #DIV/0! | 0 | #DIV/0! | 25 | 1 | 1.0417e-05 | 0 | 0.01388 | 0.01388 | 0 | 0.00015131 | 0.00015131 | #DIV/0! | #DIV/0! | 30 | 0.00079732 | 995.6488 | #DIV/0! | #DIV/0! | 90 | #DIV/0! | 0.5 | 1 | #DIV/0! | #DIV/0! | 0 | #DIV/0!
26 | 1 | 1.0417e-05 | 0 | 0.01388 | 0.01388 | 0 | 0.00015131 | 0.00015131 | #DIV/0! | #DIV/0! | 25 | 0.00089021 | 997.047 | #DIV/0! | #DIV/0! | 90 | #DIV/0! | 0.5 | 1 | #DIV/0! | #DIV/0! | 0 | #DIV/0! | 26 | 1 | 1.0417e-05 | 0 | 0.01388 | 0.01388 | 0 | 0.00015131 | 0.00015131 | #DIV/0! | #DIV/0! | 10 | 0.0013069 | 999.7027 | #DIV/0! | #DIV/0! | 90 | #DIV/0! | 0.5 | 1 | #DIV/0! | #DIV/0! | 0 | #DIV/0! | 26 | 1 | 1.0417e-05 | 0 | 0.01388 | 0.01388 | 0 | 0.00015131 | 0.00015131 | #DIV/0! | #DIV/0! | 20 | 0.001002 | 998.2067 | #DIV/0! | #DIV/0! | 90 | #DIV/0! | 0.5 | 1 | #DIV/0! | #DIV/0! | 0 | #DIV/0! | 26 | 1 | 1.0417e-05 | 0 | 0.01388 | 0.01388 | 0 | 0.00015131 | 0.00015131 | #DIV/0! | #DIV/0! | 30 | 0.00079732 | 995.6488 | #DIV/0! | #DIV/0! | 90 | #DIV/0! | 0.5 | 1 | #DIV/0! | #DIV/0! | 0 | #DIV/0!
27 | 1 | 1.0417e-05 | 0 | 0.01388 | 0.01388 | 0 | 0.00015131 | 0.00015131 | #DIV/0! | #DIV/0! | 25 | 0.00089021 | 997.047 | #DIV/0! | #DIV/0! | 90 | #DIV/0! | 0.5 | 1 | #DIV/0! | #DIV/0! | 0 | #DIV/0! | 27 | 1 | 1.0417e-05 | 0 | 0.01388 | 0.01388 | 0 | 0.00015131 | 0.00015131 | #DIV/0! | #DIV/0! | 10 | 0.0013069 | 999.7027 | #DIV/0! | #DIV/0! | 90 | #DIV/0! | 0.5 | 1 | #DIV/0! | #DIV/0! | 0 | #DIV/0! | 27 | 1 | 1.0417e-05 | 0 | 0.01388 | 0.01388 | 0 | 0.00015131 | 0.00015131 | #DIV/0! | #DIV/0! | 20 | 0.001002 | 998.2067 | #DIV/0! | #DIV/0! | 90 | #DIV/0! | 0.5 | 1 | #DIV/0! | #DIV/0! | 0 | #DIV/0! | 27 | 1 | 1.0417e-05 | 0 | 0.01388 | 0.01388 | 0 | 0.00015131 | 0.00015131 | #DIV/0! | #DIV/0! | 30 | 0.00079732 | 995.6488 | #DIV/0! | #DIV/0! | 90 | #DIV/0! | 0.5 | 1 | #DIV/0! | #DIV/0! | 0 | #DIV/0!
28 | 1 | 1.0417e-05 | 0 | 0.01388 | 0.01388 | 0 | 0.00015131 | 0.00015131 | #DIV/0! | #DIV/0! | 25 | 0.00089021 | 997.047 | #DIV/0! | #DIV/0! | 90 | #DIV/0! | 0.5 | 1 | #DIV/0! | #DIV/0! | 0 | #DIV/0! | 28 | 1 | 1.0417e-05 | 0 | 0.01388 | 0.01388 | 0 | 0.00015131 | 0.00015131 | #DIV/0! | #DIV/0! | 10 | 0.0013069 | 999.7027 | #DIV/0! | #DIV/0! | 90 | #DIV/0! | 0.5 | 1 | #DIV/0! | #DIV/0! | 0 | #DIV/0! | 28 | 1 | 1.0417e-05 | 0 | 0.01388 | 0.01388 | 0 | 0.00015131 | 0.00015131 | #DIV/0! | #DIV/0! | 20 | 0.001002 | 998.2067 | #DIV/0! | #DIV/0! | 90 | #DIV/0! | 0.5 | 1 | #DIV/0! | #DIV/0! | 0 | #DIV/0! | 28 | 1 | 1.0417e-05 | 0 | 0.01388 | 0.01388 | 0 | 0.00015131 | 0.00015131 | #DIV/0! | #DIV/0! | 30 | 0.00079732 | 995.6488 | #DIV/0! | #DIV/0! | 90 | #DIV/0! | 0.5 | 1 | #DIV/0! | #DIV/0! | 0 | #DIV/0!
29 | 1 | 1.0417e-05 | 0 | 0.01388 | 0.01388 | 0 | 0.00015131 | 0.00015131 | #DIV/0! | #DIV/0! | 25 | 0.00089021 | 997.047 | #DIV/0! | #DIV/0! | 90 | #DIV/0! | 0.5 | 1 | #DIV/0! | #DIV/0! | 0 | #DIV/0! | 29 | 1 | 1.0417e-05 | 0 | 0.01388 | 0.01388 | 0 | 0.00015131 | 0.00015131 | #DIV/0! | #DIV/0! | 10 | 0.0013069 | 999.7027 | #DIV/0! | #DIV/0! | 90 | #DIV/0! | 0.5 | 1 | #DIV/0! | #DIV/0! | 0 | #DIV/0! | 29 | 1 | 1.0417e-05 | 0 | 0.01388 | 0.01388 | 0 | 0.00015131 | 0.00015131 | #DIV/0! | #DIV/0! | 20 | 0.001002 | 998.2067 | #DIV/0! | #DIV/0! | 90 | #DIV/0! | 0.5 | 1 | #DIV/0! | #DIV/0! | 0 | #DIV/0! | 29 | 1 | 1.0417e-05 | 0 | 0.01388 | 0.01388 | 0 | 0.00015131 | 0.00015131 | #DIV/0! | #DIV/0! | 30 | 0.00079732 | 995.6488 | #DIV/0! | #DIV/0! | 90 | #DIV/0! | 0.5 | 1 | #DIV/0! | #DIV/0! | 0 | #DIV/0!
30 | 1 | 1.0417e-05 | 0 | 0.01388 | 0.01388 | 0 | 0.00015131 | 0.00015131 | #DIV/0! | #DIV/0! | 25 | 0.00089021 | 997.047 | #DIV/0! | #DIV/0! | 90 | #DIV/0! | 0.5 | 1 | #DIV/0! | #DIV/0! | 0 | #DIV/0! | 30 | 1 | 1.0417e-05 | 0 | 0.01388 | 0.01388 | 0 | 0.00015131 | 0.00015131 | #DIV/0! | #DIV/0! | 10 | 0.0013069 | 999.7027 | #DIV/0! | #DIV/0! | 90 | #DIV/0! | 0.5 | 1 | #DIV/0! | #DIV/0! | 0 | #DIV/0! | 30 | 1 | 1.0417e-05 | 0 | 0.01388 | 0.01388 | 0 | 0.00015131 | 0.00015131 | #DIV/0! | #DIV/0! | 20 | 0.001002 | 998.2067 | #DIV/0! | #DIV/0! | 90 | #DIV/0! | 0.5 | 1 | #DIV/0! | #DIV/0! | 0 | #DIV/0! | 30 | 1 | 1.0417e-05 | 0 | 0.01388 | 0.01388 | 0 | 0.00015131 | 0.00015131 | #DIV/0! | #DIV/0! | 30 | 0.00079732 | 995.6488 | #DIV/0! | #DIV/0! | 90 | #DIV/0! | 0.5 | 1 | #DIV/0! | #DIV/0! | 0 | #DIV/0!
31 | 1 | 1.0417e-05 | 0 | 0.01388 | 0.01388 | 0 | 0.00015131 | 0.00015131 | #DIV/0! | #DIV/0! | 25 | 0.00089021 | 997.047 | #DIV/0! | #DIV/0! | 90 | #DIV/0! | 0.5 | 1 | #DIV/0! | #DIV/0! | 0 | #DIV/0! | 31 | 1 | 1.0417e-05 | 0 | 0.01388 | 0.01388 | 0 | 0.00015131 | 0.00015131 | #DIV/0! | #DIV/0! | 10 | 0.0013069 | 999.7027 | #DIV/0! | #DIV/0! | 90 | #DIV/0! | 0.5 | 1 | #DIV/0! | #DIV/0! | 0 | #DIV/0! | 31 | 1 | 1.0417e-05 | 0 | 0.01388 | 0.01388 | 0 | 0.00015131 | 0.00015131 | #DIV/0! | #DIV/0! | 20 | 0.001002 | 998.2067 | #DIV/0! | #DIV/0! | 90 | #DIV/0! | 0.5 | 1 | #DIV/0! | #DIV/0! | 0 | #DIV/0! | 31 | 1 | 1.0417e-05 | 0 | 0.01388 | 0.01388 | 0 | 0.00015131 | 0.00015131 | #DIV/0! | #DIV/0! | 30 | 0.00079732 | 995.6488 | #DIV/0! | #DIV/0! | 90 | #DIV/0! | 0.5 | 1 | #DIV/0! | #DIV/0! | 0 | #DIV/0!
32 | 1 | 1.0417e-05 | 0 | 0.01388 | 0.01388 | 0 | 0.00015131 | 0.00015131 | #DIV/0! | #DIV/0! | 25 | 0.00089021 | 997.047 | #DIV/0! | #DIV/0! | 90 | #DIV/0! | 0.5 | 1 | #DIV/0! | #DIV/0! | 0 | #DIV/0! | 32 | 1 | 1.0417e-05 | 0 | 0.01388 | 0.01388 | 0 | 0.00015131 | 0.00015131 | #DIV/0! | #DIV/0! | 10 | 0.0013069 | 999.7027 | #DIV/0! | #DIV/0! | 90 | #DIV/0! | 0.5 | 1 | #DIV/0! | #DIV/0! | 0 | #DIV/0! | 32 | 1 | 1.0417e-05 | 0 | 0.01388 | 0.01388 | 0 | 0.00015131 | 0.00015131 | #DIV/0! | #DIV/0! | 20 | 0.001002 | 998.2067 | #DIV/0! | #DIV/0! | 90 | #DIV/0! | 0.5 | 1 | #DIV/0! | #DIV/0! | 0 | #DIV/0! | 32 | 1 | 1.0417e-05 | 0 | 0.01388 | 0.01388 | 0 | 0.00015131 | 0.00015131 | #DIV/0! | #DIV/0! | 30 | 0.00079732 | 995.6488 | #DIV/0! | #DIV/0! | 90 | #DIV/0! | 0.5 | 1 | #DIV/0! | #DIV/0! | 0 | #DIV/0!
33 | 1 | 1.0417e-05 | 0 | 0.01388 | 0.01388 | 0 | 0.00015131 | 0.00015131 | #DIV/0! | #DIV/0! | 25 | 0.00089021 | 997.047 | #DIV/0! | #DIV/0! | 90 | #DIV/0! | 0.5 | 1 | #DIV/0! | #DIV/0! | 0 | #DIV/0! | 33 | 1 | 1.0417e-05 | 0 | 0.01388 | 0.01388 | 0 | 0.00015131 | 0.00015131 | #DIV/0! | #DIV/0! | 10 | 0.0013069 | 999.7027 | #DIV/0! | #DIV/0! | 90 | #DIV/0! | 0.5 | 1 | #DIV/0! | #DIV/0! | 0 | #DIV/0! | 33 | 1 | 1.0417e-05 | 0 | 0.01388 | 0.01388 | 0 | 0.00015131 | 0.00015131 | #DIV/0! | #DIV/0! | 20 | 0.001002 | 998.2067 | #DIV/0! | #DIV/0! | 90 | #DIV/0! | 0.5 | 1 | #DIV/0! | #DIV/0! | 0 | #DIV/0! | 33 | 1 | 1.0417e-05 | 0 | 0.01388 | 0.01388 | 0 | 0.00015131 | 0.00015131 | #DIV/0! | #DIV/0! | 30 | 0.00079732 | 995.6488 | #DIV/0! | #DIV/0! | 90 | #DIV/0! | 0.5 | 1 | #DIV/0! | #DIV/0! | 0 | #DIV/0!
34 | 1 | 1.0417e-05 | 0 | 0.01388 | 0.01388 | 0 | 0.00015131 | 0.00015131 | #DIV/0! | #DIV/0! | 25 | 0.00089021 | 997.047 | #DIV/0! | #DIV/0! | 90 | #DIV/0! | 0.5 | 1 | #DIV/0! | #DIV/0! | 0 | #DIV/0! | 34 | 1 | 1.0417e-05 | 0 | 0.01388 | 0.01388 | 0 | 0.00015131 | 0.00015131 | #DIV/0! | #DIV/0! | 10 | 0.0013069 | 999.7027 | #DIV/0! | #DIV/0! | 90 | #DIV/0! | 0.5 | 1 | #DIV/0! | #DIV/0! | 0 | #DIV/0! | 34 | 1 | 1.0417e-05 | 0 | 0.01388 | 0.01388 | 0 | 0.00015131 | 0.00015131 | #DIV/0! | #DIV/0! | 20 | 0.001002 | 998.2067 | #DIV/0! | #DIV/0! | 90 | #DIV/0! | 0.5 | 1 | #DIV/0! | #DIV/0! | 0 | #DIV/0! | 34 | 1 | 1.0417e-05 | 0 | 0.01388 | 0.01388 | 0 | 0.00015131 | 0.00015131 | #DIV/0! | #DIV/0! | 30 | 0.00079732 | 995.6488 | #DIV/0! | #DIV/0! | 90 | #DIV/0! | 0.5 | 1 | #DIV/0! | #DIV/0! | 0 | #DIV/0!
35 | 1 | 1.0417e-05 | 0 | 0.01388 | 0.01388 | 0 | 0.00015131 | 0.00015131 | #DIV/0! | #DIV/0! | 25 | 0.00089021 | 997.047 | #DIV/0! | #DIV/0! | 90 | #DIV/0! | 0.5 | 1 | #DIV/0! | #DIV/0! | 0 | #DIV/0! | 35 | 1 | 1.0417e-05 | 0 | 0.01388 | 0.01388 | 0 | 0.00015131 | 0.00015131 | #DIV/0! | #DIV/0! | 10 | 0.0013069 | 999.7027 | #DIV/0! | #DIV/0! | 90 | #DIV/0! | 0.5 | 1 | #DIV/0! | #DIV/0! | 0 | #DIV/0! | 35 | 1 | 1.0417e-05 | 0 | 0.01388 | 0.01388 | 0 | 0.00015131 | 0.00015131 | #DIV/0! | #DIV/0! | 20 | 0.001002 | 998.2067 | #DIV/0! | #DIV/0! | 90 | #DIV/0! | 0.5 | 1 | #DIV/0! | #DIV/0! | 0 | #DIV/0! | 35 | 1 | 1.0417e-05 | 0 | 0.01388 | 0.01388 | 0 | 0.00015131 | 0.00015131 | #DIV/0! | #DIV/0! | 30 | 0.00079732 | 995.6488 | #DIV/0! | #DIV/0! | 90 | #DIV/0! | 0.5 | 1 | #DIV/0! | #DIV/0! | 0 | #DIV/0!
36 | 1 | 1.0417e-05 | 0 | 0.01388 | 0.01388 | 0 | 0.00015131 | 0.00015131 | #DIV/0! | #DIV/0! | 25 | 0.00089021 | 997.047 | #DIV/0! | #DIV/0! | 90 | #DIV/0! | 0.5 | 1 | #DIV/0! | #DIV/0! | 0 | #DIV/0! | 36 | 1 | 1.0417e-05 | 0 | 0.01388 | 0.01388 | 0 | 0.00015131 | 0.00015131 | #DIV/0! | #DIV/0! | 10 | 0.0013069 | 999.7027 | #DIV/0! | #DIV/0! | 90 | #DIV/0! | 0.5 | 1 | #DIV/0! | #DIV/0! | 0 | #DIV/0! | 36 | 1 | 1.0417e-05 | 0 | 0.01388 | 0.01388 | 0 | 0.00015131 | 0.00015131 | #DIV/0! | #DIV/0! | 20 | 0.001002 | 998.2067 | #DIV/0! | #DIV/0! | 90 | #DIV/0! | 0.5 | 1 | #DIV/0! | #DIV/0! | 0 | #DIV/0! | 36 | 1 | 1.0417e-05 | 0 | 0.01388 | 0.01388 | 0 | 0.00015131 | 0.00015131 | #DIV/0! | #DIV/0! | 30 | 0.00079732 | 995.6488 | #DIV/0! | #DIV/0! | 90 | #DIV/0! | 0.5 | 1 | #DIV/0! | #DIV/0! | 0 | #DIV/0!
37 | 1 | 1.0417e-05 | 0 | 0.01388 | 0.01388 | 0 | 0.00015131 | 0.00015131 | #DIV/0! | #DIV/0! | 25 | 0.00089021 | 997.047 | #DIV/0! | #DIV/0! | 90 | #DIV/0! | 0.5 | 1 | #DIV/0! | #DIV/0! | 0 | #DIV/0! | 37 | 1 | 1.0417e-05 | 0 | 0.01388 | 0.01388 | 0 | 0.00015131 | 0.00015131 | #DIV/0! | #DIV/0! | 10 | 0.0013069 | 999.7027 | #DIV/0! | #DIV/0! | 90 | #DIV/0! | 0.5 | 1 | #DIV/0! | #DIV/0! | 0 | #DIV/0! | 37 | 1 | 1.0417e-05 | 0 | 0.01388 | 0.01388 | 0 | 0.00015131 | 0.00015131 | #DIV/0! | #DIV/0! | 20 | 0.001002 | 998.2067 | #DIV/0! | #DIV/0! | 90 | #DIV/0! | 0.5 | 1 | #DIV/0! | #DIV/0! | 0 | #DIV/0! | 37 | 1 | 1.0417e-05 | 0 | 0.01388 | 0.01388 | 0 | 0.00015131 | 0.00015131 | #DIV/0! | #DIV/0! | 30 | 0.00079732 | 995.6488 | #DIV/0! | #DIV/0! | 90 | #DIV/0! | 0.5 | 1 | #DIV/0! | #DIV/0! | 0 | #DIV/0!
38 | 1 | 1.0417e-05 | 0 | 0.01388 | 0.01388 | 0 | 0.00015131 | 0.00015131 | #DIV/0! | #DIV/0! | 25 | 0.00089021 | 997.047 | #DIV/0! | #DIV/0! | 90 | #DIV/0! | 0.5 | 1 | #DIV/0! | #DIV/0! | 0 | #DIV/0! | 38 | 1 | 1.0417e-05 | 0 | 0.01388 | 0.01388 | 0 | 0.00015131 | 0.00015131 | #DIV/0! | #DIV/0! | 10 | 0.0013069 | 999.7027 | #DIV/0! | #DIV/0! | 90 | #DIV/0! | 0.5 | 1 | #DIV/0! | #DIV/0! | 0 | #DIV/0! | 38 | 1 | 1.0417e-05 | 0 | 0.01388 | 0.01388 | 0 | 0.00015131 | 0.00015131 | #DIV/0! | #DIV/0! | 20 | 0.001002 | 998.2067 | #DIV/0! | #DIV/0! | 90 | #DIV/0! | 0.5 | 1 | #DIV/0! | #DIV/0! | 0 | #DIV/0! | 38 | 1 | 1.0417e-05 | 0 | 0.01388 | 0.01388 | 0 | 0.00015131 | 0.00015131 | #DIV/0! | #DIV/0! | 30 | 0.00079732 | 995.6488 | #DIV/0! | #DIV/0! | 90 | #DIV/0! | 0.5 | 1 | #DIV/0! | #DIV/0! | 0 | #DIV/0!
39 | 1 | 1.0417e-05 | 0 | 0.01388 | 0.01388 | 0 | 0.00015131 | 0.00015131 | #DIV/0! | #DIV/0! | 25 | 0.00089021 | 997.047 | #DIV/0! | #DIV/0! | 90 | #DIV/0! | 0.5 | 1 | #DIV/0! | #DIV/0! | 0 | #DIV/0! | 39 | 1 | 1.0417e-05 | 0 | 0.01388 | 0.01388 | 0 | 0.00015131 | 0.00015131 | #DIV/0! | #DIV/0! | 10 | 0.0013069 | 999.7027 | #DIV/0! | #DIV/0! | 90 | #DIV/0! | 0.5 | 1 | #DIV/0! | #DIV/0! | 0 | #DIV/0! | 39 | 1 | 1.0417e-05 | 0 | 0.01388 | 0.01388 | 0 | 0.00015131 | 0.00015131 | #DIV/0! | #DIV/0! | 20 | 0.001002 | 998.2067 | #DIV/0! | #DIV/0! | 90 | #DIV/0! | 0.5 | 1 | #DIV/0! | #DIV/0! | 0 | #DIV/0! | 39 | 1 | 1.0417e-05 | 0 | 0.01388 | 0.01388 | 0 | 0.00015131 | 0.00015131 | #DIV/0! | #DIV/0! | 30 | 0.00079732 | 995.6488 | #DIV/0! | #DIV/0! | 90 | #DIV/0! | 0.5 | 1 | #DIV/0! | #DIV/0! | 0 | #DIV/0!
40 | 1 | 1.0417e-05 | 0 | 0.01388 | 0.01388 | 0 | 0.00015131 | 0.00015131 | #DIV/0! | #DIV/0! | 25 | 0.00089021 | 997.047 | #DIV/0! | #DIV/0! | 90 | #DIV/0! | 0.5 | 1 | #DIV/0! | #DIV/0! | 0 | #DIV/0! | 40 | 1 | 1.0417e-05 | 0 | 0.01388 | 0.01388 | 0 | 0.00015131 | 0.00015131 | #DIV/0! | #DIV/0! | 10 | 0.0013069 | 999.7027 | #DIV/0! | #DIV/0! | 90 | #DIV/0! | 0.5 | 1 | #DIV/0! | #DIV/0! | 0 | #DIV/0! | 40 | 1 | 1.0417e-05 | 0 | 0.01388 | 0.01388 | 0 | 0.00015131 | 0.00015131 | #DIV/0! | #DIV/0! | 20 | 0.001002 | 998.2067 | #DIV/0! | #DIV/0! | 90 | #DIV/0! | 0.5 | 1 | #DIV/0! | #DIV/0! | 0 | #DIV/0! | 40 | 1 | 1.0417e-05 | 0 | 0.01388 | 0.01388 | 0 | 0.00015131 | 0.00015131 | #DIV/0! | #DIV/0! | 30 | 0.00079732 | 995.6488 | #DIV/0! | #DIV/0! | 90 | #DIV/0! | 0.5 | 1 | #DIV/0! | #DIV/0! | 0 | #DIV/0!
41 | 1 | 1.0417e-05 | 0 | 0.01388 | 0.01388 | 0 | 0.00015131 | 0.00015131 | #DIV/0! | #DIV/0! | 25 | 0.00089021 | 997.047 | #DIV/0! | #DIV/0! | 90 | #DIV/0! | 0.5 | 1 | #DIV/0! | #DIV/0! | 0 | #DIV/0! | 41 | 1 | 1.0417e-05 | 0 | 0.01388 | 0.01388 | 0 | 0.00015131 | 0.00015131 | #DIV/0! | #DIV/0! | 10 | 0.0013069 | 999.7027 | #DIV/0! | #DIV/0! | 90 | #DIV/0! | 0.5 | 1 | #DIV/0! | #DIV/0! | 0 | #DIV/0! | 41 | 1 | 1.0417e-05 | 0 | 0.01388 | 0.01388 | 0 | 0.00015131 | 0.00015131 | #DIV/0! | #DIV/0! | 20 | 0.001002 | 998.2067 | #DIV/0! | #DIV/0! | 90 | #DIV/0! | 0.5 | 1 | #DIV/0! | #DIV/0! | 0 | #DIV/0! | 41 | 1 | 1.0417e-05 | 0 | 0.01388 | 0.01388 | 0 | 0.00015131 | 0.00015131 | #DIV/0! | #DIV/0! | 30 | 0.00079732 | 995.6488 | #DIV/0! | #DIV/0! | 90 | #DIV/0! | 0.5 | 1 | #DIV/0! | #DIV/0! | 0 | #DIV/0!
42 | 1 | 1.0417e-05 | 0 | 0.01388 | 0.01388 | 0 | 0.00015131 | 0.00015131 | #DIV/0! | #DIV/0! | 25 | 0.00089021 | 997.047 | #DIV/0! | #DIV/0! | 90 | #DIV/0! | 0.5 | 1 | #DIV/0! | #DIV/0! | 0 | #DIV/0! | 42 | 1 | 1.0417e-05 | 0 | 0.01388 | 0.01388 | 0 | 0.00015131 | 0.00015131 | #DIV/0! | #DIV/0! | 10 | 0.0013069 | 999.7027 | #DIV/0! | #DIV/0! | 90 | #DIV/0! | 0.5 | 1 | #DIV/0! | #DIV/0! | 0 | #DIV/0! | 42 | 1 | 1.0417e-05 | 0 | 0.01388 | 0.01388 | 0 | 0.00015131 | 0.00015131 | #DIV/0! | #DIV/0! | 20 | 0.001002 | 998.2067 | #DIV/0! | #DIV/0! | 90 | #DIV/0! | 0.5 | 1 | #DIV/0! | #DIV/0! | 0 | #DIV/0! | 42 | 1 | 1.0417e-05 | 0 | 0.01388 | 0.01388 | 0 | 0.00015131 | 0.00015131 | #DIV/0! | #DIV/0! | 30 | 0.00079732 | 995.6488 | #DIV/0! | #DIV/0! | 90 | #DIV/0! | 0.5 | 1 | #DIV/0! | #DIV/0! | 0 | #DIV/0!
43 | 1 | 1.0417e-05 | 0 | 0.01388 | 0.01388 | 0 | 0.00015131 | 0.00015131 | #DIV/0! | #DIV/0! | 25 | 0.00089021 | 997.047 | #DIV/0! | #DIV/0! | 90 | #DIV/0! | 0.5 | 1 | #DIV/0! | #DIV/0! | 0 | #DIV/0! | 43 | 1 | 1.0417e-05 | 0 | 0.01388 | 0.01388 | 0 | 0.00015131 | 0.00015131 | #DIV/0! | #DIV/0! | 10 | 0.0013069 | 999.7027 | #DIV/0! | #DIV/0! | 90 | #DIV/0! | 0.5 | 1 | #DIV/0! | #DIV/0! | 0 | #DIV/0! | 43 | 1 | 1.0417e-05 | 0 | 0.01388 | 0.01388 | 0 | 0.00015131 | 0.00015131 | #DIV/0! | #DIV/0! | 20 | 0.001002 | 998.2067 | #DIV/0! | #DIV/0! | 90 | #DIV/0! | 0.5 | 1 | #DIV/0! | #DIV/0! | 0 | #DIV/0! | 43 | 1 | 1.0417e-05 | 0 | 0.01388 | 0.01388 | 0 | 0.00015131 | 0.00015131 | #DIV/0! | #DIV/0! | 30 | 0.00079732 | 995.6488 | #DIV/0! | #DIV/0! | 90 | #DIV/0! | 0.5 | 1 | #DIV/0! | #DIV/0! | 0 | #DIV/0!
44 | 1 | 1.0417e-05 | 0 | 0.01388 | 0.01388 | 0 | 0.00015131 | 0.00015131 | #DIV/0! | #DIV/0! | 25 | 0.00089021 | 997.047 | #DIV/0! | #DIV/0! | 90 | #DIV/0! | 0.5 | 1 | #DIV/0! | #DIV/0! | 0 | #DIV/0! | 44 | 1 | 1.0417e-05 | 0 | 0.01388 | 0.01388 | 0 | 0.00015131 | 0.00015131 | #DIV/0! | #DIV/0! | 10 | 0.0013069 | 999.7027 | #DIV/0! | #DIV/0! | 90 | #DIV/0! | 0.5 | 1 | #DIV/0! | #DIV/0! | 0 | #DIV/0! | 44 | 1 | 1.0417e-05 | 0 | 0.01388 | 0.01388 | 0 | 0.00015131 | 0.00015131 | #DIV/0! | #DIV/0! | 20 | 0.001002 | 998.2067 | #DIV/0! | #DIV/0! | 90 | #DIV/0! | 0.5 | 1 | #DIV/0! | #DIV/0! | 0 | #DIV/0! | 44 | 1 | 1.0417e-05 | 0 | 0.01388 | 0.01388 | 0 | 0.00015131 | 0.00015131 | #DIV/0! | #DIV/0! | 30 | 0.00079732 | 995.6488 | #DIV/0! | #DIV/0! | 90 | #DIV/0! | 0.5 | 1 | #DIV/0! | #DIV/0! | 0 | #DIV/0!
45 | 1 | 1.0417e-05 | 0 | 0.01388 | 0.01388 | 0 | 0.00015131 | 0.00015131 | #DIV/0! | #DIV/0! | 25 | 0.00089021 | 997.047 | #DIV/0! | #DIV/0! | 90 | #DIV/0! | 0.5 | 1 | #DIV/0! | #DIV/0! | 0 | #DIV/0! | 45 | 1 | 1.0417e-05 | 0 | 0.01388 | 0.01388 | 0 | 0.00015131 | 0.00015131 | #DIV/0! | #DIV/0! | 10 | 0.0013069 | 999.7027 | #DIV/0! | #DIV/0! | 90 | #DIV/0! | 0.5 | 1 | #DIV/0! | #DIV/0! | 0 | #DIV/0! | 45 | 1 | 1.0417e-05 | 0 | 0.01388 | 0.01388 | 0 | 0.00015131 | 0.00015131 | #DIV/0! | #DIV/0! | 20 | 0.001002 | 998.2067 | #DIV/0! | #DIV/0! | 90 | #DIV/0! | 0.5 | 1 | #DIV/0! | #DIV/0! | 0 | #DIV/0! | 45 | 1 | 1.0417e-05 | 0 | 0.01388 | 0.01388 | 0 | 0.00015131 | 0.00015131 | #DIV/0! | #DIV/0! | 30 | 0.00079732 | 995.6488 | #DIV/0! | #DIV/0! | 90 | #DIV/0! | 0.5 | 1 | #DIV/0! | #DIV/0! | 0 | #DIV/0!
46 | 1 | 1.0417e-05 | 0 | 0.01388 | 0.01388 | 0 | 0.00015131 | 0.00015131 | #DIV/0! | #DIV/0! | 25 | 0.00089021 | 997.047 | #DIV/0! | #DIV/0! | 90 | #DIV/0! | 0.5 | 1 | #DIV/0! | #DIV/0! | 0 | #DIV/0! | 46 | 1 | 1.0417e-05 | 0 | 0.01388 | 0.01388 | 0 | 0.00015131 | 0.00015131 | #DIV/0! | #DIV/0! | 10 | 0.0013069 | 999.7027 | #DIV/0! | #DIV/0! | 90 | #DIV/0! | 0.5 | 1 | #DIV/0! | #DIV/0! | 0 | #DIV/0! | 46 | 1 | 1.0417e-05 | 0 | 0.01388 | 0.01388 | 0 | 0.00015131 | 0.00015131 | #DIV/0! | #DIV/0! | 20 | 0.001002 | 998.2067 | #DIV/0! | #DIV/0! | 90 | #DIV/0! | 0.5 | 1 | #DIV/0! | #DIV/0! | 0 | #DIV/0! | 46 | 1 | 1.0417e-05 | 0 | 0.01388 | 0.01388 | 0 | 0.00015131 | 0.00015131 | #DIV/0! | #DIV/0! | 30 | 0.00079732 | 995.6488 | #DIV/0! | #DIV/0! | 90 | #DIV/0! | 0.5 | 1 | #DIV/0! | #DIV/0! | 0 | #DIV/0!
47 | 1 | 1.0417e-05 | 0 | 0.01388 | 0.01388 | 0 | 0.00015131 | 0.00015131 | #DIV/0! | #DIV/0! | 25 | 0.00089021 | 997.047 | #DIV/0! | #DIV/0! | 90 | #DIV/0! | 0.5 | 1 | #DIV/0! | #DIV/0! | 0 | #DIV/0! | 47 | 1 | 1.0417e-05 | 0 | 0.01388 | 0.01388 | 0 | 0.00015131 | 0.00015131 | #DIV/0! | #DIV/0! | 10 | 0.0013069 | 999.7027 | #DIV/0! | #DIV/0! | 90 | #DIV/0! | 0.5 | 1 | #DIV/0! | #DIV/0! | 0 | #DIV/0! | 47 | 1 | 1.0417e-05 | 0 | 0.01388 | 0.01388 | 0 | 0.00015131 | 0.00015131 | #DIV/0! | #DIV/0! | 20 | 0.001002 | 998.2067 | #DIV/0! | #DIV/0! | 90 | #DIV/0! | 0.5 | 1 | #DIV/0! | #DIV/0! | 0 | #DIV/0! | 47 | 1 | 1.0417e-05 | 0 | 0.01388 | 0.01388 | 0 | 0.00015131 | 0.00015131 | #DIV/0! | #DIV/0! | 30 | 0.00079732 | 995.6488 | #DIV/0! | #DIV/0! | 90 | #DIV/0! | 0.5 | 1 | #DIV/0! | #DIV/0! | 0 | #DIV/0!
48 | 1 | 1.0417e-05 | 0 | 0.01388 | 0.01388 | 0 | 0.00015131 | 0.00015131 | #DIV/0! | #DIV/0! | 25 | 0.00089021 | 997.047 | #DIV/0! | #DIV/0! | 90 | #DIV/0! | 0.5 | 1 | #DIV/0! | #DIV/0! | 0 | #DIV/0! | 48 | 1 | 1.0417e-05 | 0 | 0.01388 | 0.01388 | 0 | 0.00015131 | 0.00015131 | #DIV/0! | #DIV/0! | 10 | 0.0013069 | 999.7027 | #DIV/0! | #DIV/0! | 90 | #DIV/0! | 0.5 | 1 | #DIV/0! | #DIV/0! | 0 | #DIV/0! | 48 | 1 | 1.0417e-05 | 0 | 0.01388 | 0.01388 | 0 | 0.00015131 | 0.00015131 | #DIV/0! | #DIV/0! | 20 | 0.001002 | 998.2067 | #DIV/0! | #DIV/0! | 90 | #DIV/0! | 0.5 | 1 | #DIV/0! | #DIV/0! | 0 | #DIV/0! | 48 | 1 | 1.0417e-05 | 0 | 0.01388 | 0.01388 | 0 | 0.00015131 | 0.00015131 | #DIV/0! | #DIV/0! | 30 | 0.00079732 | 995.6488 | #DIV/0! | #DIV/0! | 90 | #DIV/0! | 0.5 | 1 | #DIV/0! | #DIV/0! | 0 | #DIV/0!
49 | 1 | 1.0417e-05 | 0 | 0.01388 | 0.01388 | 0 | 0.00015131 | 0.00015131 | #DIV/0! | #DIV/0! | 25 | 0.00089021 | 997.047 | #DIV/0! | #DIV/0! | 90 | #DIV/0! | 0.5 | 1 | #DIV/0! | #DIV/0! | 0 | #DIV/0! | 49 | 1 | 1.0417e-05 | 0 | 0.01388 | 0.01388 | 0 | 0.00015131 | 0.00015131 | #DIV/0! | #DIV/0! | 10 | 0.0013069 | 999.7027 | #DIV/0! | #DIV/0! | 90 | #DIV/0! | 0.5 | 1 | #DIV/0! | #DIV/0! | 0 | #DIV/0! | 49 | 1 | 1.0417e-05 | 0 | 0.01388 | 0.01388 | 0 | 0.00015131 | 0.00015131 | #DIV/0! | #DIV/0! | 20 | 0.001002 | 998.2067 | #DIV/0! | #DIV/0! | 90 | #DIV/0! | 0.5 | 1 | #DIV/0! | #DIV/0! | 0 | #DIV/0! | 49 | 1 | 1.0417e-05 | 0 | 0.01388 | 0.01388 | 0 | 0.00015131 | 0.00015131 | #DIV/0! | #DIV/0! | 30 | 0.00079732 | 995.6488 | #DIV/0! | #DIV/0! | 90 | #DIV/0! | 0.5 | 1 | #DIV/0! | #DIV/0! | 0 | #DIV/0!
50 | 1 | 1.0417e-05 | 0 | 0.01388 | 0.01388 | 0 | 0.00015131 | 0.00015131 | #DIV/0! | #DIV/0! | 25 | 0.00089021 | 997.047 | #DIV/0! | #DIV/0! | 90 | #DIV/0! | 0.5 | 1 | #DIV/0! | #DIV/0! | 0 | #DIV/0! | 50 | 1 | 1.0417e-05 | 0 | 0.01388 | 0.01388 | 0 | 0.00015131 | 0.00015131 | #DIV/0! | #DIV/0! | 10 | 0.0013069 | 999.7027 | #DIV/0! | #DIV/0! | 90 | #DIV/0! | 0.5 | 1 | #DIV/0! | #DIV/0! | 0 | #DIV/0! | 50 | 1 | 1.0417e-05 | 0 | 0.01388 | 0.01388 | 0 | 0.00015131 | 0.00015131 | #DIV/0! | #DIV/0! | 20 | 0.001002 | 998.2067 | #DIV/0! | #DIV/0! | 90 | #DIV/0! | 0.5 | 1 | #DIV/0! | #DIV/0! | 0 | #DIV/0! | 50 | 1 | 1.0417e-05 | 0 | 0.01388 | 0.01388 | 0 | 0.00015131 | 0.00015131 | #DIV/0! | #DIV/0! | 30 | 0.00079732 | 995.6488 | #DIV/0! | #DIV/0! | 90 | #DIV/0! | 0.5 | 1 | #DIV/0! | #DIV/0! | 0 | #DIV/0!
51 | 1 | 1.0417e-05 | 0 | 0.01388 | 0.01388 | 0 | 0.00015131 | 0.00015131 | #DIV/0! | #DIV/0! | 25 | 0.00089021 | 997.047 | #DIV/0! | #DIV/0! | 90 | #DIV/0! | 0.5 | 1 | #DIV/0! | #DIV/0! | 0 | #DIV/0! | 51 | 1 | 1.0417e-05 | 0 | 0.01388 | 0.01388 | 0 | 0.00015131 | 0.00015131 | #DIV/0! | #DIV/0! | 10 | 0.0013069 | 999.7027 | #DIV/0! | #DIV/0! | 90 | #DIV/0! | 0.5 | 1 | #DIV/0! | #DIV/0! | 0 | #DIV/0! | 51 | 1 | 1.0417e-05 | 0 | 0.01388 | 0.01388 | 0 | 0.00015131 | 0.00015131 | #DIV/0! | #DIV/0! | 20 | 0.001002 | 998.2067 | #DIV/0! | #DIV/0! | 90 | #DIV/0! | 0.5 | 1 | #DIV/0! | #DIV/0! | 0 | #DIV/0! | 51 | 1 | 1.0417e-05 | 0 | 0.01388 | 0.01388 | 0 | 0.00015131 | 0.00015131 | #DIV/0! | #DIV/0! | 30 | 0.00079732 | 995.6488 | #DIV/0! | #DIV/0! | 90 | #DIV/0! | 0.5 | 1 | #DIV/0! | #DIV/0! | 0 | #DIV/0!
52 | 1 | 1.0417e-05 | 0 | 0.01388 | 0.01388 | 0 | 0.00015131 | 0.00015131 | #DIV/0! | #DIV/0! | 25 | 0.00089021 | 997.047 | #DIV/0! | #DIV/0! | 90 | #DIV/0! | 0.5 | 1 | #DIV/0! | #DIV/0! | 0 | #DIV/0! | 52 | 1 | 1.0417e-05 | 0 | 0.01388 | 0.01388 | 0 | 0.00015131 | 0.00015131 | #DIV/0! | #DIV/0! | 10 | 0.0013069 | 999.7027 | #DIV/0! | #DIV/0! | 90 | #DIV/0! | 0.5 | 1 | #DIV/0! | #DIV/0! | 0 | #DIV/0! | 52 | 1 | 1.0417e-05 | 0 | 0.01388 | 0.01388 | 0 | 0.00015131 | 0.00015131 | #DIV/0! | #DIV/0! | 20 | 0.001002 | 998.2067 | #DIV/0! | #DIV/0! | 90 | #DIV/0! | 0.5 | 1 | #DIV/0! | #DIV/0! | 0 | #DIV/0! | 52 | 1 | 1.0417e-05 | 0 | 0.01388 | 0.01388 | 0 | 0.00015131 | 0.00015131 | #DIV/0! | #DIV/0! | 30 | 0.00079732 | 995.6488 | #DIV/0! | #DIV/0! | 90 | #DIV/0! | 0.5 | 1 | #DIV/0! | #DIV/0! | 0 | #DIV/0!
53 | 1 | 1.0417e-05 | 0 | 0.01388 | 0.01388 | 0 | 0.00015131 | 0.00015131 | #DIV/0! | #DIV/0! | 25 | 0.00089021 | 997.047 | #DIV/0! | #DIV/0! | 90 | #DIV/0! | 0.5 | 1 | #DIV/0! | #DIV/0! | 0 | #DIV/0! | 53 | 1 | 1.0417e-05 | 0 | 0.01388 | 0.01388 | 0 | 0.00015131 | 0.00015131 | #DIV/0! | #DIV/0! | 10 | 0.0013069 | 999.7027 | #DIV/0! | #DIV/0! | 90 | #DIV/0! | 0.5 | 1 | #DIV/0! | #DIV/0! | 0 | #DIV/0! | 53 | 1 | 1.0417e-05 | 0 | 0.01388 | 0.01388 | 0 | 0.00015131 | 0.00015131 | #DIV/0! | #DIV/0! | 20 | 0.001002 | 998.2067 | #DIV/0! | #DIV/0! | 90 | #DIV/0! | 0.5 | 1 | #DIV/0! | #DIV/0! | 0 | #DIV/0! | 53 | 1 | 1.0417e-05 | 0 | 0.01388 | 0.01388 | 0 | 0.00015131 | 0.00015131 | #DIV/0! | #DIV/0! | 30 | 0.00079732 | 995.6488 | #DIV/0! | #DIV/0! | 90 | #DIV/0! | 0.5 | 1 | #DIV/0! | #DIV/0! | 0 | #DIV/0!
54 | 1 | 1.0417e-05 | 0 | 0.01388 | 0.01388 | 0 | 0.00015131 | 0.00015131 | #DIV/0! | #DIV/0! | 25 | 0.00089021 | 997.047 | #DIV/0! | #DIV/0! | 90 | #DIV/0! | 0.5 | 1 | #DIV/0! | #DIV/0! | 0 | #DIV/0! | 54 | 1 | 1.0417e-05 | 0 | 0.01388 | 0.01388 | 0 | 0.00015131 | 0.00015131 | #DIV/0! | #DIV/0! | 10 | 0.0013069 | 999.7027 | #DIV/0! | #DIV/0! | 90 | #DIV/0! | 0.5 | 1 | #DIV/0! | #DIV/0! | 0 | #DIV/0! | 54 | 1 | 1.0417e-05 | 0 | 0.01388 | 0.01388 | 0 | 0.00015131 | 0.00015131 | #DIV/0! | #DIV/0! | 20 | 0.001002 | 998.2067 | #DIV/0! | #DIV/0! | 90 | #DIV/0! | 0.5 | 1 | #DIV/0! | #DIV/0! | 0 | #DIV/0! | 54 | 1 | 1.0417e-05 | 0 | 0.01388 | 0.01388 | 0 | 0.00015131 | 0.00015131 | #DIV/0! | #DIV/0! | 30 | 0.00079732 | 995.6488 | #DIV/0! | #DIV/0! | 90 | #DIV/0! | 0.5 | 1 | #DIV/0! | #DIV/0! | 0 | #DIV/0!
55 | 1 | 1.0417e-05 | 0 | 0.01388 | 0.01388 | 0 | 0.00015131 | 0.00015131 | #DIV/0! | #DIV/0! | 25 | 0.00089021 | 997.047 | #DIV/0! | #DIV/0! | 90 | #DIV/0! | 0.5 | 1 | #DIV/0! | #DIV/0! | 0 | #DIV/0! | 55 | 1 | 1.0417e-05 | 0 | 0.01388 | 0.01388 | 0 | 0.00015131 | 0.00015131 | #DIV/0! | #DIV/0! | 10 | 0.0013069 | 999.7027 | #DIV/0! | #DIV/0! | 90 | #DIV/0! | 0.5 | 1 | #DIV/0! | #DIV/0! | 0 | #DIV/0! | 55 | 1 | 1.0417e-05 | 0 | 0.01388 | 0.01388 | 0 | 0.00015131 | 0.00015131 | #DIV/0! | #DIV/0! | 20 | 0.001002 | 998.2067 | #DIV/0! | #DIV/0! | 90 | #DIV/0! | 0.5 | 1 | #DIV/0! | #DIV/0! | 0 | #DIV/0! | 55 | 1 | 1.0417e-05 | 0 | 0.01388 | 0.01388 | 0 | 0.00015131 | 0.00015131 | #DIV/0! | #DIV/0! | 30 | 0.00079732 | 995.6488 | #DIV/0! | #DIV/0! | 90 | #DIV/0! | 0.5 | 1 | #DIV/0! | #DIV/0! | 0 | #DIV/0!
56 | 1 | 1.0417e-05 | 0 | 0.01388 | 0.01388 | 0 | 0.00015131 | 0.00015131 | #DIV/0! | #DIV/0! | 25 | 0.00089021 | 997.047 | #DIV/0! | #DIV/0! | 90 | #DIV/0! | 0.5 | 1 | #DIV/0! | #DIV/0! | 0 | #DIV/0! | 56 | 1 | 1.0417e-05 | 0 | 0.01388 | 0.01388 | 0 | 0.00015131 | 0.00015131 | #DIV/0! | #DIV/0! | 10 | 0.0013069 | 999.7027 | #DIV/0! | #DIV/0! | 90 | #DIV/0! | 0.5 | 1 | #DIV/0! | #DIV/0! | 0 | #DIV/0! | 56 | 1 | 1.0417e-05 | 0 | 0.01388 | 0.01388 | 0 | 0.00015131 | 0.00015131 | #DIV/0! | #DIV/0! | 20 | 0.001002 | 998.2067 | #DIV/0! | #DIV/0! | 90 | #DIV/0! | 0.5 | 1 | #DIV/0! | #DIV/0! | 0 | #DIV/0! | 56 | 1 | 1.0417e-05 | 0 | 0.01388 | 0.01388 | 0 | 0.00015131 | 0.00015131 | #DIV/0! | #DIV/0! | 30 | 0.00079732 | 995.6488 | #DIV/0! | #DIV/0! | 90 | #DIV/0! | 0.5 | 1 | #DIV/0! | #DIV/0! | 0 | #DIV/0!
57 | 1 | 1.0417e-05 | 0 | 0.01388 | 0.01388 | 0 | 0.00015131 | 0.00015131 | #DIV/0! | #DIV/0! | 25 | 0.00089021 | 997.047 | #DIV/0! | #DIV/0! | 90 | #DIV/0! | 0.5 | 1 | #DIV/0! | #DIV/0! | 0 | #DIV/0! | 57 | 1 | 1.0417e-05 | 0 | 0.01388 | 0.01388 | 0 | 0.00015131 | 0.00015131 | #DIV/0! | #DIV/0! | 10 | 0.0013069 | 999.7027 | #DIV/0! | #DIV/0! | 90 | #DIV/0! | 0.5 | 1 | #DIV/0! | #DIV/0! | 0 | #DIV/0! | 57 | 1 | 1.0417e-05 | 0 | 0.01388 | 0.01388 | 0 | 0.00015131 | 0.00015131 | #DIV/0! | #DIV/0! | 20 | 0.001002 | 998.2067 | #DIV/0! | #DIV/0! | 90 | #DIV/0! | 0.5 | 1 | #DIV/0! | #DIV/0! | 0 | #DIV/0! | 57 | 1 | 1.0417e-05 | 0 | 0.01388 | 0.01388 | 0 | 0.00015131 | 0.00015131 | #DIV/0! | #DIV/0! | 30 | 0.00079732 | 995.6488 | #DIV/0! | #DIV/0! | 90 | #DIV/0! | 0.5 | 1 | #DIV/0! | #DIV/0! | 0 | #DIV/0!
58 | 1 | 1.0417e-05 | 0 | 0.01388 | 0.01388 | 0 | 0.00015131 | 0.00015131 | #DIV/0! | #DIV/0! | 25 | 0.00089021 | 997.047 | #DIV/0! | #DIV/0! | 90 | #DIV/0! | 0.5 | 1 | #DIV/0! | #DIV/0! | 0 | #DIV/0! | 58 | 1 | 1.0417e-05 | 0 | 0.01388 | 0.01388 | 0 | 0.00015131 | 0.00015131 | #DIV/0! | #DIV/0! | 10 | 0.0013069 | 999.7027 | #DIV/0! | #DIV/0! | 90 | #DIV/0! | 0.5 | 1 | #DIV/0! | #DIV/0! | 0 | #DIV/0! | 58 | 1 | 1.0417e-05 | 0 | 0.01388 | 0.01388 | 0 | 0.00015131 | 0.00015131 | #DIV/0! | #DIV/0! | 20 | 0.001002 | 998.2067 | #DIV/0! | #DIV/0! | 90 | #DIV/0! | 0.5 | 1 | #DIV/0! | #DIV/0! | 0 | #DIV/0! | 58 | 1 | 1.0417e-05 | 0 | 0.01388 | 0.01388 | 0 | 0.00015131 | 0.00015131 | #DIV/0! | #DIV/0! | 30 | 0.00079732 | 995.6488 | #DIV/0! | #DIV/0! | 90 | #DIV/0! | 0.5 | 1 | #DIV/0! | #DIV/0! | 0 | #DIV/0!
59 | 1 | 1.0417e-05 | 0 | 0.01388 | 0.01388 | 0 | 0.00015131 | 0.00015131 | #DIV/0! | #DIV/0! | 25 | 0.00089021 | 997.047 | #DIV/0! | #DIV/0! | 90 | #DIV/0! | 0.5 | 1 | #DIV/0! | #DIV/0! | 0 | #DIV/0! | 59 | 1 | 1.0417e-05 | 0 | 0.01388 | 0.01388 | 0 | 0.00015131 | 0.00015131 | #DIV/0! | #DIV/0! | 10 | 0.0013069 | 999.7027 | #DIV/0! | #DIV/0! | 90 | #DIV/0! | 0.5 | 1 | #DIV/0! | #DIV/0! | 0 | #DIV/0! | 59 | 1 | 1.0417e-05 | 0 | 0.01388 | 0.01388 | 0 | 0.00015131 | 0.00015131 | #DIV/0! | #DIV/0! | 20 | 0.001002 | 998.2067 | #DIV/0! | #DIV/0! | 90 | #DIV/0! | 0.5 | 1 | #DIV/0! | #DIV/0! | 0 | #DIV/0! | 59 | 1 | 1.0417e-05 | 0 | 0.01388 | 0.01388 | 0 | 0.00015131 | 0.00015131 | #DIV/0! | #DIV/0! | 30 | 0.00079732 | 995.6488 | #DIV/0! | #DIV/0! | 90 | #DIV/0! | 0.5 | 1 | #DIV/0! | #DIV/0! | 0 | #DIV/0!
60 | 1 | 1.0417e-05 | 0 | 0.01388 | 0.01388 | 0 | 0.00015131 | 0.00015131 | #DIV/0! | #DIV/0! | 25 | 0.00089021 | 997.047 | #DIV/0! | #DIV/0! | 90 | #DIV/0! | 0.5 | 1 | #DIV/0! | #DIV/0! | 0 | #DIV/0! | 60 | 1 | 1.0417e-05 | 0 | 0.01388 | 0.01388 | 0 | 0.00015131 | 0.00015131 | #DIV/0! | #DIV/0! | 10 | 0.0013069 | 999.7027 | #DIV/0! | #DIV/0! | 90 | #DIV/0! | 0.5 | 1 | #DIV/0! | #DIV/0! | 0 | #DIV/0! | 60 | 1 | 1.0417e-05 | 0 | 0.01388 | 0.01388 | 0 | 0.00015131 | 0.00015131 | #DIV/0! | #DIV/0! | 20 | 0.001002 | 998.2067 | #DIV/0! | #DIV/0! | 90 | #DIV/0! | 0.5 | 1 | #DIV/0! | #DIV/0! | 0 | #DIV/0! | 60 | 1 | 1.0417e-05 | 0 | 0.01388 | 0.01388 | 0 | 0.00015131 | 0.00015131 | #DIV/0! | #DIV/0! | 30 | 0.00079732 | 995.6488 | #DIV/0! | #DIV/0! | 90 | #DIV/0! | 0.5 | 1 | #DIV/0! | #DIV/0! | 0 | #DIV/0!

## Riser pressure_NHP (Standard) (hidden)
MD品種 | NHP210-300S |  | 総膜面積 | 300
合流部までの長さ | 0.828 |  | 支管径 | 0.038 |  | P=A*Flow^2
MD台数 | 1 |  | 本管経 | 0.04925 |  | A=B*Temp + C
|  | 10 | 20 | 25 | 30
| MD1 | 10℃ | 20℃ | 25℃ | 30℃ | B
0.2 | 5.9537e-07 | 0.083586 | 0.080957 | 0.079805 | 0.07874 | -268.0555
0.4 | 2.3815e-06 | 0.30937 | 0.30048 | 0.29657 | 0.29295
0.6 | 5.3584e-06 | 0.66744 | 0.64932 | 0.64133 | 0.63391 | C
0.8 | 9.526e-06 | 1.1535 | 1.1234 | 1.1101 | 1.0978 | 119948.392
1 | 1.4884e-05 | 1.7646 | 1.7201 | 1.6988 | 1.6842
|  | 117374.6318 | 114461.1515 | 113072.0861 | 112100.981
NHP
MDNo, | 流量換算 |  |  | パイプ情報 |  |  |  | 断面積 |  | 線速度 |  | 計算パラメータ
| 総流速 |  | 総流量 | 支管径 | 支管長さ | 本管径 | 合流部までの長さ | 支管 | 本管 | 支管 | 本管 | 温度 | 粘度 | 密度 | Re | λ | 角度 | 流量比 | 接続部比 | 断面積比 | 損失ヘッド |  |  | 圧損
| m3/m2/d | m3/m2/s | m3/s | m | m | m | m | m2 | m2 | m/s | m/s | Deg.C | Pa s | kg/m3 | - | - | θ | qβ | p | φ | fα | λ*(1/d)_直管 | エルボ | Pa
1 | 0.2 | 2.0833e-06 | 0.0007716 | 0.038 | 0.05 | 0.04925 | 0.828 | 0.0011341 | 0.001905 | 0.34018 | 0.40504 | 10 | 0.0013069 | 999.7027 | 15258.7089 | 0.028468 | 90 | -0.5 | 0.38579 | 0.59533 | 0.39683 | 0.47861 | 0.14387 | 83.5862
2 | 0.4 | 4.1667e-06 | 0.0015432 | 0.038 | 0.05 | 0.04925 | 0.828 | 0.0011341 | 0.001905 | 0.68036 | 0.81007 | 10 | 0.0013069 | 999.7027 | 30517.4178 | 0.023939 | 90 | -0.5 | 0.38579 | 0.59533 | 0.39683 | 0.40246 | 0.14387 | 309.3676
3 | 0.6 | 6.25e-06 | 0.0023148 | 0.038 | 0.05 | 0.04925 | 0.828 | 0.0011341 | 0.001905 | 1.0205 | 1.2151 | 10 | 0.0013069 | 999.7027 | 45776.1267 | 0.021631 | 90 | -0.5 | 0.38579 | 0.59533 | 0.39683 | 0.36366 | 0.14387 | 667.4445
4 | 0.8 | 8.3333e-06 | 0.0030864 | 0.038 | 0.05 | 0.04925 | 0.828 | 0.0011341 | 0.001905 | 1.3607 | 1.6201 | 10 | 0.0013069 | 999.7027 | 61034.8356 | 0.02013 | 90 | -0.5 | 0.38579 | 0.59533 | 0.39683 | 0.33843 | 0.14387 | 1153.4566
5 | 1 | 1.0417e-05 | 0.003858 | 0.038 | 0.05 | 0.04925 | 0.828 | 0.0011341 | 0.001905 | 1.7009 | 2.0252 | 10 | 0.0013069 | 999.7027 | 76293.5445 | 0.019038 | 90 | -0.5 | 0.38579 | 0.59533 | 0.39683 | 0.32007 | 0.14387 | 1764.6317
MDNo, | 流量換算 |  |  | パイプ情報 |  |  |  | 断面積 支管: 断面積; 線速度 支管: 線速度; 計算パラメータ 温度: 計算パラメータ
| 総流速 |  | 総流量 | 支管径 | 支管長さ | 本管径 | 合流部までの長さ | 支管 | 本管 | 支管 | 本管 | 温度 | 粘度 | 密度 | Re | λ | 角度 | 流量比 | 接続部比 | 断面積比 | 損失ヘッド |  |  | 圧損
| m3/m2/d | m3/m2/s | m3/s | m | m | m | m | m2 | m2 | m/s | m/s | Deg.C | Pa s | kg/m3 | - | - | θ | qβ | p | φ | fα | λ*(1/d)_直管 | エルボ | Pa
1 | 0.2 | 2.0833e-06 | 0.0007716 | 0.038 | 0.05 | 0.04925 | 0.828 | 0.0011341 | 0.001905 | 0.34018 | 0.40504 | 20 | 0.001002 | 998.2067 | 19872.4352 | 0.026649 | 90 | -0.5 | 0.38579 | 0.59533 | 0.39683 | 0.44802 | 0.14387 | 80.9566
2 | 0.4 | 4.1667e-06 | 0.0015432 | 0.038 | 0.05 | 0.04925 | 0.828 | 0.0011341 | 0.001905 | 0.68036 | 0.81007 | 20 | 0.001002 | 998.2067 | 39744.8704 | 0.022409 | 90 | -0.5 | 0.38579 | 0.59533 | 0.39683 | 0.37674 | 0.14387 | 300.4802
3 | 0.6 | 6.25e-06 | 0.0023148 | 0.038 | 0.05 | 0.04925 | 0.828 | 0.0011341 | 0.001905 | 1.0205 | 1.2151 | 20 | 0.001002 | 998.2067 | 59617.3056 | 0.020249 | 90 | -0.5 | 0.38579 | 0.59533 | 0.39683 | 0.34042 | 0.14387 | 649.3179
4 | 0.8 | 8.3333e-06 | 0.0030864 | 0.038 | 0.05 | 0.04925 | 0.828 | 0.0011341 | 0.001905 | 1.3607 | 1.6201 | 20 | 0.001002 | 998.2067 | 79489.7408 | 0.018843 | 90 | -0.5 | 0.38579 | 0.59533 | 0.39683 | 0.3168 | 0.14387 | 1123.3942
5 | 1 | 1.0417e-05 | 0.003858 | 0.038 | 0.05 | 0.04925 | 0.828 | 0.0011341 | 0.001905 | 1.7009 | 2.0252 | 20 | 0.001002 | 998.2067 | 99362.176 | 0.017821 | 90 | -0.5 | 0.38579 | 0.59533 | 0.39683 | 0.29961 | 0.14387 | 1720.1178
MDNo, | 流量換算 |  |  | パイプ情報 |  |  |  | 断面積 支管: 断面積; 線速度 支管: 線速度; 計算パラメータ 温度: 計算パラメータ
| 総流速 |  | 総流量 | 支管径 | 支管長さ | 本管径 | 合流部までの長さ | 支管 | 本管 | 支管 | 本管 | 温度 | 粘度 | 密度 | Re | λ | 角度 | 流量比 | 接続部比 | 断面積比 | 損失ヘッド |  |  | 圧損
| m3/m2/d | m3/m2/s | m3/s | m | m | m | m | m2 | m2 | m/s | m/s | Deg.C | Pa s | kg/m3 | - | - | θ | qβ | p | φ | fα | λ*(1/d)_直管 | エルボ | Pa
1 | 0.2 | 2.0833e-06 | 0.0007716 | 0.038 | 0.05 | 0.04925 | 0.828 | 0.0011341 | 0.001905 | 0.34018 | 0.40504 | 25 | 0.00089021 | 997.047 | 22341.8932 | 0.02588 | 90 | -0.5 | 0.38579 | 0.59533 | 0.39683 | 0.43509 | 0.14387 | 79.8051
2 | 0.4 | 4.1667e-06 | 0.0015432 | 0.038 | 0.05 | 0.04925 | 0.828 | 0.0011341 | 0.001905 | 0.68036 | 0.81007 | 25 | 0.00089021 | 997.047 | 44683.7864 | 0.021762 | 90 | -0.5 | 0.38579 | 0.59533 | 0.39683 | 0.36587 | 0.14387 | 296.5745
3 | 0.6 | 6.25e-06 | 0.0023148 | 0.038 | 0.05 | 0.04925 | 0.828 | 0.0011341 | 0.001905 | 1.0205 | 1.2151 | 25 | 0.00089021 | 997.047 | 67025.6795 | 0.019664 | 90 | -0.5 | 0.38579 | 0.59533 | 0.39683 | 0.3306 | 0.14387 | 641.3326
4 | 0.8 | 8.3333e-06 | 0.0030864 | 0.038 | 0.05 | 0.04925 | 0.828 | 0.0011341 | 0.001905 | 1.3607 | 1.6201 | 25 | 0.00089021 | 997.047 | 89367.5727 | 0.0183 | 90 | -0.5 | 0.38579 | 0.59533 | 0.39683 | 0.30766 | 0.14387 | 1110.1261
5 | 1 | 1.0417e-05 | 0.003858 | 0.038 | 0.05 | 0.04925 | 0.828 | 0.0011341 | 0.001905 | 1.7009 | 2.0252 | 25 | 0.00089021 | 997.047 | 111709.4659 | 0.01726 | 90 | -0.5 | 0.38579 | 0.59533 | 0.39683 | 0.29018 | 0.14387 | 1698.8473
MDNo, | 流量換算 |  |  | パイプ情報 |  |  |  | 断面積 支管: 断面積; 線速度 支管: 線速度; 計算パラメータ 温度: 計算パラメータ
| 総流速 |  | 総流量 | 支管径 | 支管長さ | 本管径 | 合流部までの長さ | 支管 | 本管 | 支管 | 本管 | 温度 | 粘度 | 密度 | Re | λ | 角度 | 流量比 | 接続部比 | 断面積比 | 損失ヘッド |  |  | 圧損
| m3/m2/d | m3/m2/s | m3/s | m | m | m | m | m2 | m2 | m/s | m/s | Deg.C | Pa s | kg/m3 | - | - | θ | qβ | p | φ | fα | λ*(1/d)_直管 | エルボ | Pa
1 | 0.2 | 2.0833e-06 | 0.0007716 | 0.038 | 0.05 | 0.04925 | 0.828 | 0.0011341 | 0.001905 | 0.34018 | 0.40504 | 30 | 0.00079732 | 995.6488 | 24910.0341 | 0.025185 | 90 | -0.5 | 0.38579 | 0.59533 | 0.39683 | 0.42342 | 0.14387 | 78.7396
2 | 0.4 | 4.1667e-06 | 0.0015432 | 0.038 | 0.05 | 0.04925 | 0.828 | 0.0011341 | 0.001905 | 0.68036 | 0.81007 | 30 | 0.00079732 | 995.6488 | 49820.0681 | 0.021178 | 90 | -0.5 | 0.38579 | 0.59533 | 0.39683 | 0.35605 | 0.14387 | 292.9512
3 | 0.6 | 6.25e-06 | 0.0023148 | 0.038 | 0.05 | 0.04925 | 0.828 | 0.0011341 | 0.001905 | 1.0205 | 1.2151 | 30 | 0.00079732 | 995.6488 | 74730.1022 | 0.019137 | 90 | -0.5 | 0.38579 | 0.59533 | 0.39683 | 0.32173 | 0.14387 | 633.9123
4 | 0.8 | 8.3333e-06 | 0.0030864 | 0.038 | 0.05 | 0.04925 | 0.828 | 0.0011341 | 0.001905 | 1.3607 | 1.6201 | 30 | 0.00079732 | 995.6488 | 99640.1363 | 0.017809 | 90 | -0.5 | 0.38579 | 0.59533 | 0.39683 | 0.2994 | 0.14387 | 1097.781
5 | 1 | 1.0417e-05 | 0.003858 | 0.038 | 0.05 | 0.04925 | 0.828 | 0.0011341 | 0.001905 | 1.7009 | 2.0252 | 30 | 0.00079732 | 995.6488 | 124550.1703 | 0.016902 | 90 | -0.5 | 0.38579 | 0.59533 | 0.39683 | 0.28417 | 0.14387 | 1684.1781
エルボ
合流

## Pipe Diameter Calc (hidden)
Nominal Size [in] | Outside Diameter [mm] | Wall Thickness [mm] | Inner Diameter [mm] | Inner Diameter [m] | R(mm) | λ
0.5 | 21.34 | 3.73 | 13.88 | 0.01388 | 50 | 0.13284
0.75 | 26.67 | 3.91 | 18.85 | 0.01885 | 55 | 0.13485
1 | 33.4 | 4.55 | 24.3 | 0.0243 | 70 | 0.13502
1.25 | 42.16 | 4.85 | 32.46 | 0.03246 | 95 | 0.13481
1.5 | 48.26 | 5.08 | 38.1 | 0.0381 | 101 | 0.13638
2 | 60.33 | 5.54 | 49.25 | 0.04925 | 125 | 0.13727
2.5 | 73.03 | 7.01 | 59.01 | 0.05901 | 177 | 0.13449
3 | 88.9 | 7.62 | 73.66 | 0.07366 | 203 | 0.1357
4 | 114.3 | 8.56 | 97.18 | 0.09718 | 254 | 0.13665
5 | 141.3 | 9.53 | 122.24 | 0.12224 | 345 | 0.13532
6 | 168.28 | 10.97 | 146.34 | 0.14634 | 400 | 0.13583
8 | 219.08 | 12.7 | 193.68 | 0.19368 | 650 | 0.13336
10 | 273.05 | 15.06 | 242.93 | 0.24293 | 800 | 0.13352
12 | 323.85 | 17.45 | 288.95 | 0.28895 | 970 | 0.13335
14 | 355.6 | 19.05 | 317.5 | 0.3175 | 1200 | 0.13255

## Information for calc (hidden)
Analysis conditions |  |  | MDInformation |  |  |  |  | MD Information |  | 5.2. Riser to Header Pipe |  |  | 5.3. Header Pipe to Pressure Gauge |  |  | 6. Header Pipe Configuration (Detail)
1. The position of filtarate pressure sensor (Distance from base water level) | 0 | mm |  | MD Type | Single or Doble | EL Number Of MD | EL Area | Selected | 3 | 管外径/ Pipe outer diameter | 0 | in | D. Spacing between modules | 0 | m | Module Position | Header Pipe Outer Diameter |  | Header Pipe Inner Diameter
2. Base water level | 0 | mm | 1 | TMR140-100S | 1 | 100 | 1.4 | Index No, | 3 | 管内径／Pipe Inner Diameter | 0.01388 | m | ヘッダー管外径/ Header pipe outer diameter | 0 | in | 1 | 0 | in | 0 | m
3. Module Information |  |  | 2 | TMR140-200D | 2 | 200 | 1.4 | MDType | NHP210-300S | 管長ロング/ Pipe length Long | 0 | m | ヘッダー管内径/ Conbined pipe outer diameter | 0.01388 | m | 2 | 0 | in | 0 | m
MD型式を選択してください/ Select the module type | 0 |  | 3 | NHP210-300S | 1 | 300 | 0.7 | Single or Doble | 1 | 管長ショート/ Pipe length Short | 0 | m | ヘッダー管圧力計までの配管長/ Distance to the pressure gauge of the header pipe | 0 | m | 3 | 0 | in | 0 | m
4. Operating conditions |  |  | 4 | NHP210-600D | 2 | 600 | 0.7 | EL Number Of MD | 0 | 平均管長／average pipe length | 0 | m | ヘッダー管のエルボ数/ Number of elbows | 0 | pcs | 4 | 0 | in | 0 | m
設計Fluxを入力してください/ Enter the design flux | 0 | m3/m2/d | 5 | NHPA050-1 | 1 | 50 | 0.7 | EL Area | 0.7 | 管のエルボ数/ Number of elbows per module | 0 | pcs | 管エルボλ | 0.13284 | - | 5 | 0 | in | 0 | m
5. Piping Information |  |  | 6 | NHPA100-1 | 1 | 100 | 0.7 | 4.1. The number of modules connected to header pipe | 0 | 管エルボλ | 0.13284 | - |  |  |  | 6 | 0 | in | 0 | m
5.1. Number of Modules Connected to Header pipe |  |  | 7 | NHPA150-1 | 1 | 150 | 0.7 | Total EL Area | 0 | [6 empty] | 7 | 0 | in | 0 | m
合流管に接続しているモジュール台数を入力してください/ Enter the number of modules connected to the header pipe | 0 | pcs | 8 | NHPA150-2 | 1 | 300 | 0.7 | TMR or NHP | NHP | [6 empty] | 8 | 0 | in | 0 | m
|  |  | 9 | NHPA150-3 | 1 | 450 | 0.7 | [8 empty] | 9 | 0 | in | 0 | m
5.2. Riser to Header Pipe |  |  | 10 | NHPA150-4 | 2 | 600 | 0.7 | [8 empty] | 10 | 0 | in | 0 | m
管外径/ Pipe outer diameter | 0 | in | 11 | NHPA300-1 | 1 | 300 | 0.7 | [8 empty] | 11 | 0 | in | 0 | m
管長ロング/ Pipe length Long | 0 | mm | 12 | NHPA300-2 | 1 | 600 | 0.7 | [8 empty] | 12 | 0 | in | 0 | m
管長ショート/ Pipe length Short | 0 | mm | 13 | NHPA300-3 | 2 | 900 | 0.7 | [8 empty] | 13 | 0 | in | 0 | m
管のエルボ数/ Number of elbows per module | 0 | pcs | 14 | NHPA300-4 | 2 | 1200 | 0.7 | [8 empty] | 14 | 0 | in | 0 | m
5.3. Header Pipe to Pressure Gauge |  |  | 15 | [12 empty] | 15 | 0 | in | 0 | m
D. Spacing between modules | 0 | mm | 16 | [12 empty] | 16 | 0 | in | 0 | m
ヘッダー管外径/ Header pipe outer diameter | 0 | in | 17 | [12 empty] | 17 | 0 | in | 0 | m
ヘッダー管圧力計までの配管長/ Distance to the pressure gauge of the header pipe | 0 | mm | 18 | [12 empty] | 18 | 0 | in | 0 | m
ヘッダー管のエルボ数/ Number of elbows | 0 | pcs | 19 | [12 empty] | 19 | 0 | in | 0 | m
|  |  | 20 | [12 empty] | 20 | 0 | in | 0 | m
[16 empty] | 21 | 0 | in | 0 | m
6. Header Pipe Configuration (Detail) | [15 empty] | 22 | 0 | in | 0 | m
ヘッダー管外径が一律でない場合はYESを選択し、以下の情報を入力してください。/ If the header pipe inner diameter is not uniform, select "YES" and enter the following information, | 0 | [14 empty] | 23 | 0 | in | 0 | m
Outer Diameter of Header Pipe at Each Module Position | [15 empty] | 24 | 0 | in | 0 | m
Module Position | Header Pipe Outer Diameter | [14 empty] | 25 | 0 | in | 0 | m
1 | 0 | [14 empty] | 26 | 0 | in | 0 | m
2 | 0 | [14 empty] | 27 | 0 | in | 0 | m
3 | 0 | [14 empty] | 28 | 0 | in | 0 | m
4 | 0 | [14 empty] | 29 | 0 | in | 0 | m
5 | 0 | [14 empty] | 30 | 0 | in | 0 | m
6 | 0
7 | 0
8 | 0
9 | 0
10 | 0
11 | 0
12 | 0
13 | 0
14 | 0
15 | 0
16 | 0
17 | 0
18 | 0
19 | 0
20 | 0
21 | 0
22 | 0
23 | 0
24 | 0
25 | 0
26 | 0
27 | 0
28 | 0
29 | 0
30 | 0

## Configuration
ver.1.0.1
Select the input and desired output units for the analysis data.
Input
■Units | Input |  | Output
Temperature | Deg.C |  | Deg.C
Pressure | kPa |  | kPa
Flow | m3/hr |  | m3/hr
Flux | m3/m2/d |  | m3/m2/d
Pipe length | mm
Enter the conditions for intermittent operation.
■ Operating conditions | Condition |  | Operating ratio
Operation time [min] | 9 |  | 0.9
Relaxation time [min] | 1
Design flux |  | m3/m2/d
■Normalization condition
Nomalization temperature |  | Deg.C
■Branch Pipe Connection (See Diagram 1)
Select the connection type of the branch pipe to the header pipe | 1
For single block, select Type 1.
For double blocks, select Type 1 or 2. When the upper element blocks and the lower element blocks are separately connected to each header pipe, please select Type 1.
When the upper element blocks and the lower element blocks are connected to the same header pipe, please select Type 2.
When Type 1 is selected for double blocks, the calculation will be performed based on the input information of either the upper or lower element block.
■Pressure Gauge Location (See Diagram 2)
Select the pressure gauge location | A
A. Located after all the branch pipes are connected. (next to the pump)
B. Located near the first block.

## Plant Information
ver.1.0.1
Plant Informations
1. Height of filtrate pressure gauge from base water level (See Diagram 3) (Height from water surface of MBR tank) |  | mm
2. Base water level(See Diagram 3) |  | mm
3. Module type
4. Piping information
4.1. The number of modules connected to header pipe
pcs
4.2. Branch pipe (between riser pipe and header pipe) (See Diagram 4)
A. Nominal diameter(B) of branch pipe
B1. Length of branch pipe |  | mm
mm
C. The number of elbows per branch pipe |  | pcs
4.3. Header pipe to pressure gauge (See Diagram 5)
D. Spacing between modules |  | mm
E. Nominal diameter(B) of header pipe
F. Distance from the nearest branch pipe connection to the pressure gauge of the header pipe |  | mm
G. The number of elbows per header pipe between the nearest branch pipe connection and the pressure gauge |  | pcs
5. Header pipe configuration (Detail) (See Diagram 5)
Nominal diameter(B) of header pipe at each module position
Module position＊1) | Header pipe nominal diameter(B)
1
2
3
4
5
6
7
8
9
10
11
12
13
14
15
16
17
18
19
20
21
22
23
24
25
26
27
28
29
30
Input
No Input Required

## Data
Data Interval | #DIV/0! | min |  |  |  | ver.1.0.1
Operation Data |  |  |  |  | Please input the data into columns A to E . |  |  | データ間隔
[7 empty] | 平均 | #DIV/0! | 1
Date | Water level | Temp. | Pressure | Flow＊4) |  |  |  |  | 1
[yyyy/mm/dd hh:mm] | [m] | [Deg.C] | [kPa] | [m3/hr]
* When Type 1 is selected for double blocks in "Configuration", input the data of either the upper or lower element block.
*4) If there is a branch line from the header pipe to the pressure gauge, input the flow data corresponding to (the number of modules installed before the branch) / (the total number of modules connected to the header pipe) of the operation data.
(See Diagram 6)

## Normalization
Data interval | #DIV/0! | min | Please AutoFill the data into columns A to AW . | [42 empty] | ver.1.0.1
Operation data |  |  |  |  | For graphing | [7 empty] | Calculation
[13 empty] | Operation data |  |  |  | Unit conversion |  |  | Data treatment |  |  |  |  | Pressure loss of module | Pressure loss of branch pipe |  |  | Pressure loss of header pipe to pressure gauge |  |  | Total pressure loss | Normalization | [6 empty] | Unit Conversion
Date | Water level | Temp. | Pressure | Flow | Temp. | Flow | Actual Flux | ΔP | Actual TMP | Actual TMP at Deg.C | Permeabiliy at Deg.C | Normalized TMP at Deg.C,Design Flux | Water level | Temp. | Pressure | Flow | Temp. | Pressure | Flow | Viscosity | Density | Operation FL | Operation Start FL | ΔP | MD type | Re | λ | Pressure loss | Re | λ | Pressure loss | Total pressure loss | Flow | Actual Flux | Actual TMP | Temperature correction factor | Actual TMP at 0 Deg.C | Permeabiliy at 0 Deg.C | Normalized TMP at 0 Deg.C | Flow | Actual Flux | ΔP | Actual TMP | Actual TMP at Deg.C | Normalized TMP at Deg.C,Design Flux | Permeabiliy at Deg.C
[yyyy/mm/dd hh:mm] | [m] | [Deg.C] | [kPa] | [m3/hr] | [Deg.C] | [m3/hr] | [m3/m2/d] | [kPa] | [kPa] | [kPa] | [m3/m2/d/kPa] | [kPa] | [m] | [Deg.C] | [kPa] | [m3/hr] | [Deg.C] | [kPa] | [m^3/hr] | [Pa s] | [kg/m3] | [-] | [-] | [kPa] | 3 | [-] | [-] | [kPa] | [-] | [-] | [kPa] | [kPa] | [m^3/hr] | ［m3/m2/d] | [kPa] | [-] | [kPa] | [(m3/m2/d)/kPa] | [kPa] | [m3/hr] | [m3/m2/d] | [kPa] | [kPa] | [kPa] | [kPa] | [m3/m2/d/kPa]
0 | 0 | 0 | 0 | 0 | 0 | #N/A | #N/A | #N/A | #N/A | #N/A | #N/A | #N/A | 0 | 0 | 0 | 0 | 0 | 0 | 0 | 0.0017919 | 999.8428 |  | FALSE |  | #DIV/0! |  |  |  | 0 |  |  |  | 0 | #DIV/0! |  | 1 |  |  |  | 0
1
1
1
1
1
1
1
1
1
1
1
1
1
1
Note on E4: "In the case of the following MD, please input the flow rate separately for the upper and lower sections." -TMR140-200D -NHP210-600D -NHPA150-4
Note on Y4: 最低Fluxを0.05m/dとして起動判定
Note on Z4: Operation FLがFalse(N-1),True(N),True(N+1)の場合ろ過初期判定

## Graph
ver.1.0.1
TMP Calculation Error Check
#DIV/0!

## Diagram
ver.1.0.1
Diagram1
1
2
Diagram 1: Connection type of branch pipe to header pipe
Diagram 2: Pressure gauge location
Diagram 4： 4.2 Branch（riser to header） pipe
Diagram 5: 4.3 Header pipe to pressure gauge and 5. header pipe configuration
1
2
Diagram 6: If there is a branch line from the header pipe to the pressure gauge
Diagram 3: The position of filtrate pressure sensor
Case 1 : The position of filtrate pressure sensor is higher than water surface
Case 2 : The position of filtrate pressure sensor is lower than water surface